## elettrocanali_20210303
Cikkszám | Megnevezés | Gyártó | Gyári jel | Eladási egység | Áregység | Nettó listaár, forint
6302704028 | EC16001 Torretta porta utenze bifacciale grigia 8 m | Elettrocanali | EC16001 | db | 1 | 9324
6302704029 | EC16001H Espansione orizzontale torretta grigia 8 m | Elettrocanali | EC16001H | db | 1 | 8355
6302704030 | EC16001V Espansione verticale torretta grigia 8 m | Elettrocanali | EC16001V | db | 1 | 5828
6302704031 | EC16002 Torretta porta utenze bifacciale ardesia 8m | Elettrocanali | EC16002 | db | 1 | 9324
6302704032 | EC16002H Espansione orizzontale torretta ardesia 8 m | Elettrocanali | EC16002H | db | 1 | 8355
6302704033 | EC16002V Espansione verticale torretta ardesia 8 m | Elettrocanali | EC16002V | db | 1 | 5828
6302700018 | EC20001 Skirting board and frame with cover 70x20mm white colour | Elettrocanali | EC20001 | m | 1 | 3104
6302701540 | EC20003 Variable internal angle 70x20 white | Elettrocanali | EC20003 | db | 1 | 1661
6302701542 | EC20004 Variable external angle 70x20 white | Elettrocanali | EC20004 | db | 1 | 1661
6302701544 | EC20005 Variable flat angle 70x20 white | Elettrocanali | EC20005 | db | 1 | 2120
6302701548 | EC20006 Cover straight joint 70x20 white | Elettrocanali | EC20006 | db | 1 | 355
6302701550 | EC20008 End cap 70x20 white | Elettrocanali | EC20008 | db | 1 | 551
6302701546 | EC20009 3 Way junction box 70x20 white | Elettrocanali | EC20009 | db | 1 | 2427
6302701552 | EC20010 3-module tower adaptor box 83,5mm hole c.e distance-white RAL 9001 | Elettrocanali | EC20010 | db | 1 | 3341
6302701554 | EC20011 3-module tower adaptor box 83,5mm hole c.e distance-white RAL 9001 | Elettrocanali | EC20011 | db | 1 | 3341
6302702001 | EC20015 4-module tower adaptor box 108mm hole c.e distance-white RAL 9001 | Elettrocanali | EC20015 | db | 1 | 3497
6302702002 | EC20016 6-module tower adaptor box 100mm hole c.e distance-white RAL 9001 | Elettrocanali | EC20016 | db | 1 | 4318
6302701539 | EC20101 Canale battiscopa e cornice 70x20 ardesia | Elettrocanali | EC20101 | db | 1 | 3104
6302701541 | EC20103 Variable internal angle slate RAL7021 | Elettrocanali | EC20103 | db | 1 | 1661
6302701543 | EC20104 Variable external angle slate RAL7021 | Elettrocanali | EC20104 | db | 1 | 1661
6302701545 | EC20105 Variable flat angle slate RAL7021 | Elettrocanali | EC20105 | db | 1 | 2120
6302701549 | EC20106 Cover straight joint - slate RAL 7021 | Elettrocanali | EC20106 | db | 1 | 355
6302701551 | EC20108 End cap - slate RAL 7021 | Elettrocanali | EC20108 | db | 1 | 551
6302701547 | EC20109 3 Way junction box 70x20 - slate RAL 7021 | Elettrocanali | EC20109 | db | 1 | 2427
6302701553 | EC20110 3-module tower adaptor box 83,5mm hole c.e distance-slate RAL 7021 | Elettrocanali | EC20110 | db | 1 | 3341
6302701555 | EC20111 3-module tower adaptor box 83,5mm hole c.e distance-slate RAL 7021 | Elettrocanali | EC20111 | db | 1 | 3341
6302702003 | EC20115 4-module tower adaptor box 108mm hole c.e distance-slate RAL 7021 | Elettrocanali | EC20115 | db | 1 | 3497
6302702004 | EC20116 6-module tower adaptor box 100mm hole c.e distance-slate RAL 7021 | Elettrocanali | EC20116 | db | 1 | 4318
6302700005 | EC20201 Skirting board and frame with cover 130x28 white colour | Elettrocanali | EC20201 | m | 1 | 4318
6302700006 | EC20202 Compartment cover profile white | Elettrocanali | EC20202 | m | 1 | 577
6302700007 | EC20203 Variable internal angle white | Elettrocanali | EC20203 | db | 1 | 2420
6302700008 | EC20204 Variable external angle white | Elettrocanali | EC20204 | db | 1 | 2594
6302700009 | EC20205 Variable flat angle white | Elettrocanali | EC20205 | db | 1 | 5794
6302700010 | EC20206 Cover straight joint white | Elettrocanali | EC20206 | db | 1 | 825
6302700011 | EC20207 Straight Joint white | Elettrocanali | EC20207 | db | 1 | 418
6302700012 | EC20208 End cap white | Elettrocanali | EC20208 | db | 1 | 947
6302700013 | EC20209 3 Way junction box white | Elettrocanali | EC20209 | db | 1 | 6116
6302700014 | EC20210 3-module wall adaptor box 83,5mm hole c.e distance-white RAL 9001 | Elettrocanali | EC20210 | db | 1 | 6005
6302700015 | EC20211 8-module tower adaptor box 108mm hole c.e distance-white RAL 9001 | Elettrocanali | EC20211 | db | 1 | 9664
6302700016 | EC20212 3-module box cover 83,5mm hole c.e distance-white RAL 9001 | Elettrocanali | EC20212 | db | 1 | 618
6302702005 | EC20213 4-module box cover 108mm hole c.e distance-white RAL 9001 | Elettrocanali | EC20213 | db | 1 | 692
6302703495 | EC20214 6-module box cover 100mm hole c.e distance-white RAL 9001 | Elettrocanali | EC20214 | db | 1 | 840
6302702006 | EC20215 4-module tower adaptor box 108mm hole c.e distance-white RAL 9001 | Elettrocanali | EC20215 | db | 1 | 6590
6302702007 | EC20216 6-module tower adaptor box 100mm hole c.e distance-slate RAL 7021 | Elettrocanali | EC20216 | db | 1 | 7271
6302700017 | EC20301 Skirting board and frame with cover 130x28 slate | Elettrocanali | EC20301 | m | 1 | 4318
6302700019 | EC20302 Compartment cover profile slate | Elettrocanali | EC20302 | m | 1 | 577
6302700020 | EC20303 Variable internal angle slate | Elettrocanali | EC20303 | db | 1 | 2420
6302700021 | EC20304 Variable external angle slate | Elettrocanali | EC20304 | db | 1 | 2594
6302700022 | EC20305 Variable flat angle slate | Elettrocanali | EC20305 | db | 1 | 5794
6302700023 | EC20306 Cover straight joint slate | Elettrocanali | EC20306 | db | 1 | 825
6302700024 | EC20307 Straight Joint slate colour | Elettrocanali | EC20307 | db | 1 | 418
6302700025 | EC20308 End cap slate colour | Elettrocanali | EC20308 | db | 1 | 947
6302700026 | EC20309 3 Way junction box slate RAL 7021 | Elettrocanali | EC20309 | db | 1 | 6116
6302700027 | EC20310 3-module wall adaptor box 83,5mm hole c.e distance-slate RAL 7021 | Elettrocanali | EC20310 | db | 1 | 6005
6302700028 | EC20311 8-module tower adaptor box 108mm hole c.e distance-slate RAL 7021 | Elettrocanali | EC20311 | db | 1 | 9664
6302700029 | EC20312 3-module box cover 83,5mm hole c.e distance-slate RAL 7021 | Elettrocanali | EC20312 | db | 1 | 618
6302702008 | EC20315 3-module tower adaptor box 108mm hole c.e distance-slate RAL 7021 | Elettrocanali | EC20315 | db | 1 | 6590
6302702009 | EC20316 6-module tower adaptor box 100mm hole c.e distance-slate RAL 7021 | Elettrocanali | EC20316 | db | 1 | 7271
6302702010 | EC22013555-2 Trunking dim 135x55 - 2covers - white | Elettrocanali | EC22013555-2 | m | 1 | 8440
6302702012 | EC22016555-3 Trunking dim 165x55 - 3covers - white | Elettrocanali | EC22016555-3 | m | 1 | 12225
6302702013 | EC2209055 Trunking dim 90x55 - 1cover - white | Elettrocanali | EC2209055 | m | 1 | 4988
6302702014 | EC220AE13555 Variable external angle dim. 135x55mm | Elettrocanali | EC220AE13555 | db | 1 | 6730
6302702015 | EC220AE16555 Variable external angle dim. 165x55mm | Elettrocanali | EC220AE16555 | db | 1 | 9043
6302702016 | EC220AE9055 Variable external angle dim. 90x55mm | Elettrocanali | EC220AE9055 | db | 1 | 5354
6302702017 | EC220AI13555 Variable internal angle dim. 135x55mm | Elettrocanali | EC220AI13555 | db | 1 | 6730
6302702018 | EC220AI16555 Variable internal angle dim. 165x55mm | Elettrocanali | EC220AI16555 | db | 1 | 9043
6302702019 | EC220AI9055 Variable internal angle dim. 90x55mm | Elettrocanali | EC220AI9055 | db | 1 | 5354
6302702020 | EC220AP13555 Flat angle dim 135x55mm | Elettrocanali | EC220AP13555 | db | 1 | 6730
6302702021 | EC220AP16555 Flat angle dim 165x55mm | Elettrocanali | EC220AP16555 | db | 1 | 9043
6302702022 | EC220AP9055 Flat angle dim 90x55mm | Elettrocanali | EC220AP9055 | db | 1 | 5354
6302702023 | EC220CC25 Bottom cover for double insulation L=100mm | Elettrocanali | EC220CC25 | db | 1 | 48.1
6302702024 | EC220CC45 Additional cover dim.45mm | Elettrocanali | EC220CC45 | db | 1 | 1476
6302702025 | EC220GA45 Cover/device 45mm -joint | Elettrocanali | EC220GA45 | db | 1 | 703
6302702026 | EC220GC45 Cover joint 45mm | Elettrocanali | EC220GC45 | db | 1 | 981
6302702027 | EC220GU16555 Straight joint for trunking 165x55-2-3mm | Elettrocanali | EC220GU16555 | db | 1 | 3178
6302702028 | EC220GU9055 Straight joint for trunking 90x55 and 135x55mm | Elettrocanali | EC220GU9055 | db | 1 | 1965
6302702029 | EC220TT13555 End cap dim 135x55mm | Elettrocanali | EC220TT13555 | db | 1 | 2749
6302702030 | EC220TT16555 End cap dim 165x55mm | Elettrocanali | EC220TT16555 | db | 1 | 3341
6302702031 | EC220TT9055 End cap dim 90x55mm | Elettrocanali | EC220TT9055 | db | 1 | 2065
6302700030 | EC23401 Flexible slotted trunking screw fixing 12.5x12.5x500 | Elettrocanali | EC23401 | db | 1 | 1210
6302700031 | EC23402 Flexible slotted trunking screw fixing 16x16x500 | Elettrocanali | EC23402 | db | 1 | 1314
6302700032 | EC23403 Flexible slotted trunking screw fixing 20x20x500 | Elettrocanali | EC23403 | db | 1 | 1473
6302700033 | EC23404 Flexible slotted trunking screw fixing 25x25x500 | Elettrocanali | EC23404 | db | 1 | 2094
6302700034 | EC23405 Flexible slotted trunking screw fixing 30x30x500 | Elettrocanali | EC23405 | db | 1 | 2509
6302700035 | EC23406 Flexible slotted trunking screw fixing 40x40x500 | Elettrocanali | EC23406 | db | 1 | 3034
6302700036 | EC23407 Flexible slotted trunking screw fixing 50x50x500 | Elettrocanali | EC23407 | db | 1 | 3356
6302700037 | EC23411 Flexible slotted trunking adhesive fixing 12.5x12.5x500 | Elettrocanali | EC23411 | db | 1 | 1473
6302700038 | EC23412 Flexible slotted trunking adhesive fixing 16x16x500 | Elettrocanali | EC23412 | db | 1 | 1721
6302700039 | EC23413 Flexible slotted trunking adhesive fixing 20x20x500 | Elettrocanali | EC23413 | db | 1 | 1987
6302700040 | EC23414 Flexible slotted trunking adhesive fixing 25x25x500 | Elettrocanali | EC23414 | db | 1 | 2468
6302700041 | EC23415 Flexible slotted trunking adhesive fixing 30x30x500 | Elettrocanali | EC23415 | db | 1 | 2875
6302700042 | EC23416 Flexible slotted trunking adhesive fixing 40x40x500 | Elettrocanali | EC23416 | db | 1 | 3452
6302700043 | EC23417 Flexible slotted trunking adhesive fixing 50x50x500 | Elettrocanali | EC23417 | db | 1 | 4403
6302700054 | EC300A1 IP40 Wall box for 1 electrical device GWS-Magic or similar | Elettrocanali | EC300A1 | db | 1 | 759
6302700055 | EC300A2 IP40 Wall box for 2 electrical devices GWS-Magic or similar | Elettrocanali | EC300A2 | db | 1 | 759
6302700056 | EC300A3 IP40 Wall box for 3 electrical devices GWS-Magic or similar | Elettrocanali | EC300A3 | db | 1 | 1077
6302700057 | EC300A4 IP40 Wall box for 4 electrical devices GWS-Magic or similar | Elettrocanali | EC300A4 | db | 1 | 1269
6302700058 | EC300A4V IP40 Wall box for 4 (2+2 vertical) electrical devices GWS-Magic or similar | Elettrocanali | EC300A4V | db | 1 | 1269
6302700059 | EC300A6 IP40 Wall box for 6 electrical devices GWS-Magic or similar | Elettrocanali | EC300A6 | db | 1 | 1928
6302700060 | EC300A6V IP40 Wall box for 6 (3+3 vertical) electrical devices GWS-Magic or similar | Elettrocanali | EC300A6V | db | 1 | 1928
6302700071 | EC310A1 IP55 Wall box for 1 electrical device GWS-Magic or similar | Elettrocanali | EC310A1 | db | 1 | 1454
6302700072 | EC310A2 IP55 Wall box for 2 electrical devices GWS-Magic or similar | Elettrocanali | EC310A2 | db | 1 | 1454
6302700073 | EC310A3 IP55 Wall box for 3 electrical devices GWS-Magic or similar | Elettrocanali | EC310A3 | db | 1 | 2294
6302700074 | EC310A4 IP55 Wall box for 4 electrical devices GWS-Magic or similar | Elettrocanali | EC310A4 | db | 1 | 3337
6302700075 | EC310A4V IP55 Wall box for 4 (2+2 vertical) electrical devices | Elettrocanali | EC310A4V | db | 1 | 3337
6302700076 | EC310A6V IP55Wall box for 6 (3+3 vertical) electrical devices | Elettrocanali | EC310A6V | db | 1 | 4562
6302702620 | EC316B Self-supporting protecting cover IP55 3-gang white | Elettrocanali | EC316B | db | 1 | 2050
6302702621 | EC316G Self-supporting protecting cover IP55 3-gang grey | Elettrocanali | EC316G | db | 1 | 2050
6302702622 | EC316N Self-supporting protecting cover IP55 3-gang black | Elettrocanali | EC316N | db | 1 | 2050
6302700080 | EC320B Warning light IP55 blue colour | Elettrocanali | EC320B | db | 1 | 2842
6302700081 | EC320G Warning light IP55 yellow colour | Elettrocanali | EC320G | db | 1 | 2842
6302700082 | EC320R Warning light IP55 red colour | Elettrocanali | EC320R | db | 1 | 2842
6302700083 | EC320T Warning light IP55 transparent colour | Elettrocanali | EC320T | db | 1 | 2842
6302700084 | EC320V Warning light IP55 green colour | Elettrocanali | EC320V | db | 1 | 2842
6302702623 | EC34003 Dry lining installation box 1 module - hole centre distance 83,50 | Elettrocanali | EC34003 | db | 1 | 537
6302702624 | EC34004 Dry lining installation box 4 modules - hole centre distance 108,50 | Elettrocanali | EC34004 | db | 1 | 625
6302702625 | EC34006 Dry lining installation box 6 modules - hole centre distance 100 | Elettrocanali | EC34006 | db | 1 | 995
6302702626 | EC340105 Dry lining installation box 105x105x50 | Elettrocanali | EC340105 | db | 1 | 1265
6302703831 | EC340106 Dry lining junction box 200x150x75 | Elettrocanali | EC340106 | db | 1 | 2560
6302702627 | EC34040 Dry lining installation box 68x40 - hole centre distance 60 | Elettrocanali | EC34040 | db | 1 | 278
6302702628 | EC34045 Dry lining installation box 80x45 | Elettrocanali | EC34045 | db | 1 | 374
6302700085 | EC3500S Internal separator for boxes | Elettrocanali | EC3500S | db | 1 | 92.5
6302700086 | EC350C1 Müdk 92x92x45 doboz fehér tetővel | Elettrocanali | EC350C1 | db | 1 | 259
6302704034 | EC350C10 Cassetta derivazione Incasso 520x200x90 | Elettrocanali | EC350C10 | db | 1 | 5446
6302704035 | EC350C11 Cassetta derivazione Incasso 520x295x90 | Elettrocanali | EC350C11 | db | 1 | 12155
6302703822 | EC350C1P Flush mounting junction box with cover and protection lid dim. 92x92x45 | Elettrocanali | EC350C1P | db | 1 | 278
6302700087 | EC350C2 Müdk 120x100x50 doboz fehér tetővel | Elettrocanali | EC350C2 | db | 1 | 315
6302703823 | EC350C2P Flush mounting junction box with cover and protection lid dim. 120x100x50 | Elettrocanali | EC350C2P | db | 1 | 329
6302700088 | EC350C3 Müdk 120x100x70 doboz fehér tetővel | Elettrocanali | EC350C3 | db | 1 | 363
6302703824 | EC350C3P Flush mounting junction box with cover and protection lid dim. 120x100x70 | Elettrocanali | EC350C3P | db | 1 | 385
6302700089 | EC350C4 Müdk 152x100x70 doboz fehér tetővel | Elettrocanali | EC350C4 | db | 1 | 474
6302703825 | EC350C4P Flush mounting junction box with cover and protection lid dim. 152x100x70 | Elettrocanali | EC350C4P | db | 1 | 507
6302700090 | EC350C5 Müdk 160x130x70 doboz fehér tetővel | Elettrocanali | EC350C5 | db | 1 | 636
6302703826 | EC350C5P Flush mounting junction box with cover and protection lid dim. 160x130x70 | Elettrocanali | EC350C5P | db | 1 | 677
6302700091 | EC350C6 Müdk 196x152x70 doboz fehér tetővel | Elettrocanali | EC350C6 | db | 1 | 784
6302703827 | EC350C6P Flush mounting junction box with cover and protection lid dim. 196x152x70 | Elettrocanali | EC350C6P | db | 1 | 829
6302700092 | EC350C7 Müdk 294x152x70 doboz fehér tetővel | Elettrocanali | EC350C7 | db | 1 | 1465
6302703828 | EC350C7P Flush mounting junction box with cover and protection lid dim. 294x152x70 | Elettrocanali | EC350C7P | db | 1 | 1543
6302700093 | EC350C8 Müdk 392x152x70 doboz fehér tetővel | Elettrocanali | EC350C8 | db | 1 | 2553
6302703829 | EC350C8P Flush mounting junction box with cover and protection lid dim. 392x152x70 | Elettrocanali | EC350C8P | db | 1 | 2701
6302700094 | EC350C9 Müdk 480x160x70 doboz fehér tetővel | Elettrocanali | EC350C9 | db | 1 | 3367
6302703830 | EC350C9P Flush mounting junction box with cover and protection lid dim. 480x160x70 | Elettrocanali | EC350C9P | db | 1 | 3567
6302704036 | EC3510S Separatore sezionabile cassette C10-C11 | Elettrocanali | EC3510S | db | 1 | 215
6302700095 | EC351C1 Spare lid for flush mounting dim. 92x92 | Elettrocanali | EC351C1 | db | 1 | 163
6302704037 | EC351C10 Coperchio ricambio per scat.inc. 520x200 | Elettrocanali | EC351C10 | db | 1 | 4514
6302704038 | EC351C11 Coperchio ricambio per scat.inc. 520x290 | Elettrocanali | EC351C11 | db | 1 | 5791
6302700096 | EC351C3 dobozfedél 350C2/C3 dobozokhoz. 120x100 | Elettrocanali | EC351C3 | db | 1 | 181
6302700097 | EC351C4 Spare lid for flush mounting dim. 152x100 | Elettrocanali | EC351C4 | db | 1 | 318
6302700098 | EC351C5 Spare lid for flush mounting dim. 160x100 | Elettrocanali | EC351C5 | db | 1 | 418
6302700099 | EC351C6 Spare lid for flush mounting dim. 196x152 | Elettrocanali | EC351C6 | db | 1 | 577
6302700100 | EC351C7 Spare lid for flush mounting dim. 294x152 | Elettrocanali | EC351C7 | db | 1 | 729
6302700101 | EC351C8 Spare lid for flush mounting dim. 392x152 | Elettrocanali | EC351C8 | db | 1 | 1117
6302700102 | EC351C9 Spare lid for flush mounting dim. 480x160 | Elettrocanali | EC351C9 | db | 1 | 1402
6302700115 | EC37065 Flush mounting round box dim. 65x38 | Elettrocanali | EC37065 | db | 1 | 77.7
6302700116 | EC37085 Flush mounting round box dim. 85x42 | Elettrocanali | EC37085 | db | 1 | 92.5
6302700117 | EC37100 Flush mounting modular box 1 module dim. 95x70x48 - hole centre dist. 83,5 | Elettrocanali | EC37100 | db | 1 | 137
6302702632 | EC37104 Flush mounting modular box 2 modules dim. 120x70x48 - hole centre dist. 108,5 | Elettrocanali | EC37104 | db | 1 | 400
6302702633 | EC37106 Flush mounting modular box 3 modules dim. 172x70x48 - hole centre dist. 100 | Elettrocanali | EC37106 | db | 1 | 485
6302700118 | EC37110 Protection lid for rectangular box dim. 89x50 | Elettrocanali | EC37110 | db | 100 | 4440
6302700119 | EC37111 Plastic spacer for rectangular box dim. 40 | Elettrocanali | EC37111 | db | 100 | 3330
6302700120 | EC37165 Lid for round box diam. 65 | Elettrocanali | EC37165 | db | 1 | 181
6302700121 | EC37185 Lid for round box diam. 85 | Elettrocanali | EC37185 | db | 1 | 218
6302702638 | EC37301 Assembling box 60x40 - hole centre distance 60 | Elettrocanali | EC37301 | db | 1 | 85.1
6302700124 | EC400C1 falon kívüli kötődoboz kerek 60x35 IP44 lépcsős kábelbevezetővel | Elettrocanali | EC400C1 | db | 1 | 396
6302700125 | EC400C10 460x380x120mm IP55 doboz lépcsős kábelbevezetővel | Elettrocanali | EC400C10 | db | 1 | 18093
6302700127 | EC400C1A Junction box IP44 with stepped glands self-extinguishing dim 65x35 | Elettrocanali | EC400C1A | db | 1 | 455
6302700129 | EC400C2 falon kívüli kötődoboz kerek 80x40 IP44 lépcsős kábelbevezetővel | Elettrocanali | EC400C2 | db | 1 | 459
6302700130 | EC400C2A Self-extinguishing junction box IP44 with stepped glands dim 80x40 | Elettrocanali | EC400C2A | db | 1 | 525
6302700132 | EC400C3 falon kívüli kötődoboz 80x80x40 IP44 lépcsős kábelbevezetővel | Elettrocanali | EC400C3 | db | 1 | 555
6302700133 | EC400C3A Junction box with stepped glands self-extinguishing dim. 80x80x40 | Elettrocanali | EC400C3A | db | 1 | 633
6302700135 | EC400C4 falon kívüli kötődoboz 100x100x50 IP55 lépcsős kábelbevezetővel | Elettrocanali | EC400C4 | db | 1 | 1006
6302700137 | EC400C4R 120x80x50mm IP55 doboz lépcsős kábelbevezetővel | Elettrocanali | EC400C4R | db | 1 | 1177
6302700139 | EC400C5 150x110x70mm IP55 doboz lépcsős kábelbevezetővel | Elettrocanali | EC400C5 | db | 1 | 1765
6302700141 | EC400C6 190x140x70mm IP55 doboz lépcsős kábelbevezetővel | Elettrocanali | EC400C6 | db | 1 | 3286
6302700143 | EC400C7 240x190x90mm IP55 doboz lépcsős kábelbevezetővel | Elettrocanali | EC400C7 | db | 1 | 4940
6302700145 | EC400C8 300x220x120mm IP55 doboz lépcsős kábelbevezetővel | Elettrocanali | EC400C8 | db | 1 | 9783
6302700147 | EC400C9 380x300x120mm IP55 doboz lépcsős kábelbevezetővel | Elettrocanali | EC400C9 | db | 1 | 13050
6302703809 | EC400KV1 Spare screw kit - 10 screws for C4-C5-C6 | Elettrocanali | EC400KV1 | db | 1 | 366
6302703810 | EC400KV2 Spare screw kit - 10 screws for C7 | Elettrocanali | EC400KV2 | db | 1 | 762
6302703811 | EC400KV3 Spare screw kit - 10 screws for C8-C9-C10 | Elettrocanali | EC400KV3 | db | 1 | 836
6302702648 | EC401C4 Junction box cable direct inlet dim 105x105x55 - 1/4 turn screws | Elettrocanali | EC401C4 | db | 1 | 1225
6302702650 | EC401C5 Junction box cable direct inlet dim 155x110x70 - 1/4 turn screws | Elettrocanali | EC401C5 | db | 1 | 2131
6302700149 | EC405C4 doboz IP65 105x105x50 | Elettrocanali | EC405C4 | db | 1 | 1162
6302700150 | EC405C4A Self-extinguishing junction box with stepped glands dim. 105x105x55 | Elettrocanali | EC405C4A | db | 1 | 1336
6302702652 | EC405C5 Junction box with stepped glands dim 155x110x70 - 1/4 turn screws | Elettrocanali | EC405C5 | db | 1 | 2035
6302702653 | EC405C5A Self-extinguishing junction box with stepped glands dim 155x110x70 - 1/4 turn screws | Elettrocanali | EC405C5A | db | 1 | 2324
6302702654 | EC406C4A Self-extinguishing red junction box with stepped glands dim 105x105x55 - 1/4 turn screws | Elettrocanali | EC406C4A | db | 1 | 1454
6302702655 | EC406C5A Self-extinguishing red junction box with stepped glands dim 155x110x70 - 1/4 turn screws | Elettrocanali | EC406C5A | db | 1 | 2568
6302700151 | EC410C10 460x380x120mm IP56 doboz | Elettrocanali | EC410C10 | db | 1 | 16883
6302700152 | EC410C10A Self-extinguishing smooth sided box IP56 dim 460x380x120 | Elettrocanali | EC410C10A | db | 1 | 19173
6302704039 | EC410C3 Cassetta derivazione IP44 p. lisce 80x80x40 | Elettrocanali | EC410C3 | db | 1 | 599
6302700153 | EC410C4 100x100x50mm IP56 doboz | Elettrocanali | EC410C4 | db | 1 | 966
6302700154 | EC410C4A Self-extinguishing smooth sided box IP56 dim 100x100x50 | Elettrocanali | EC410C4A | db | 1 | 1103
6302700155 | EC410C4R 120x80x50mm IP56 doboz | Elettrocanali | EC410C4R | db | 1 | 1092
6302700156 | EC410C4RA Self-extinguishing smooth sided box IP56 dim 120x80x50 | Elettrocanali | EC410C4RA | db | 1 | 1251
6302700157 | EC410C5 150x110x70mm IP56 doboz | Elettrocanali | EC410C5 | db | 1 | 1528
6302700158 | EC410C5A Self-extinguishing smooth sided box IP56 dim 150x110x70 | Elettrocanali | EC410C5A | db | 1 | 1739
6302700159 | EC410C6 190x140x70mm IP56 doboz | Elettrocanali | EC410C6 | db | 1 | 3001
6302700160 | EC410C6A Sels-extinguishing smooth sided box IP56 dim 190x140x70 | Elettrocanali | EC410C6A | db | 1 | 3367
6302700161 | EC410C7 240x190x90mm IP56 doboz | Elettrocanali | EC410C7 | db | 1 | 4592
6302700162 | EC410C7A Self-extinguishing smooth sided box IP56 dim 240x140x70 | Elettrocanali | EC410C7A | db | 1 | 5154
6302700163 | EC410C8 300x220x120mm IP56 doboz | Elettrocanali | EC410C8 | db | 1 | 8436
6302700164 | EC410C8A Self-extinguishing smooth sided box IP56 dim 300x220x120 | Elettrocanali | EC410C8A | db | 1 | 9457
6302700165 | EC410C9 380x300x120mm IP56 doboz | Elettrocanali | EC410C9 | db | 1 | 11788
6302700166 | EC410C9A Self-extinguishing smooth sided box IP56 dim 380x300x120 | Elettrocanali | EC410C9A | db | 1 | 13194
6302703804 | EC411C1 Cable junction box 80x33x38 - 6 entries 7-9 mm | Elettrocanali | EC411C1 | db | 1 | 274
6302703805 | EC411C2 Cable junction box 65x65x32 - 7 entries 8-14 mm | Elettrocanali | EC411C2 | db | 1 | 359
6302703806 | EC411C3 Cable junction box 75x75x35 - 12 entries 8-14 mm | Elettrocanali | EC411C3 | db | 1 | 422
6302703807 | EC411C4 Cable junction box 90x90x35 - 16 entries 8-14 mm | Elettrocanali | EC411C4 | db | 1 | 485
6302700168 | EC415C4A Selfextinguishing smooth sided junction box dim 105x105x55 - 1/4 turn screws | Elettrocanali | EC415C4A | db | 1 | 1269
6302700167 | EC415C4doboz IP65 105x105x50 | Elettrocanali | EC415C4 | db | 1 | 1110
6302702658 | EC415C5 Smooth sided junction box dim 155x110x70 - 1/4 turn screws | Elettrocanali | EC415C5 | db | 1 | 1891
6302702659 | EC415C5A Self-extinguishing smooth sided junction box dim 155x110x70 - 1/4 turn screws | Elettrocanali | EC415C5A | db | 1 | 2183
6302702660 | EC416C4A Selfextinguishing smooth sided red junction box dim 105x105x55 - 1/4 turn screws | Elettrocanali | EC416C4A | db | 1 | 1402
6302702661 | EC416C5A Self-extinguishing smooth sided red junction box dim 155x110x70 - 1/4 turn screws | Elettrocanali | EC416C5A | db | 1 | 2394
6302700169 | EC420C10 Smooth sided box IP56 with transparent lid dim 460x380x120 | Elettrocanali | EC420C10 | db | 1 | 22093
6302700170 | EC420C5 doboz IP65 150x110x70 | Elettrocanali | EC420C5 | db | 1 | 2501
6302700171 | EC420C6 190x140x70mm IP56 doboz átlátszó fedéllel | Elettrocanali | EC420C6 | db | 1 | 4096
6302700172 | EC420C7 240x190x90mm IP56 doboz átlátszó fedéllel | Elettrocanali | EC420C7 | db | 1 | 6864
6302700173 | EC420C8 300x220x120mm IP56 doboz átlátszó fedéllel | Elettrocanali | EC420C8 | db | 1 | 11792
6302700174 | EC420C9 Smooth sided box IP56 with transparent lid dim 380x300x120 | Elettrocanali | EC420C9 | db | 1 | 17734
6302700175 | EC430C5 150*110*140 mm IP56 doboz | Elettrocanali | EC430C5 | db | 1 | 2298
6302700176 | EC430C6 190x140x140mm IP56 doboz | Elettrocanali | EC430C6 | db | 1 | 4059
6302700177 | EC430C7 240x190x160mm IP56 doboz | Elettrocanali | EC430C7 | db | 1 | 6223
6302700178 | EC430C8 300*220*180 mm IP56 doboz | Elettrocanali | EC430C8 | db | 1 | 10482
6302701536 | EC430C9 Smooth sided box IP56 dim 380x300x180 | Elettrocanali | EC430C9 | db | 1 | 13723
6302700179 | EC440C5 Smooth sided box IP56 with transparent lid dim 150x110x140 | Elettrocanali | EC440C5 | db | 1 | 4784
6302700180 | EC440C6 Smooth sided box IP56 with transparent lid dim 190x140x140 | Elettrocanali | EC440C6 | db | 1 | 7400
6302700181 | EC440C7 Smooth sided box IP56 with transparent lid dim 240x190x160 | Elettrocanali | EC440C7 | db | 1 | 11529
6302700182 | EC440C8 Smooth sided box IP56 with transparent lid dim 300x220x180 | Elettrocanali | EC440C8 | db | 1 | 15074
6302701537 | EC440C9 Smooth sided box IP56 with transparent lid dim 380x300x180 | Elettrocanali | EC440C9 | db | 1 | 18019
6302700183 | EC450P10 Metal plate dim. 460x380 | Elettrocanali | EC450P10 | db | 1 | 6423
6302700184 | EC450P6 Metal plate dim. 460x380 | Elettrocanali | EC450P6 | db | 1 | 1099
6302700185 | EC450P7 Metal plate dim. 240x190 | Elettrocanali | EC450P7 | db | 1 | 1432
6302700186 | EC450P8 Metal plate dim. 300x220 | Elettrocanali | EC450P8 | db | 1 | 2531
6302700187 | EC450P9 Metal plate dim. 380x300 | Elettrocanali | EC450P9 | db | 1 | 5080
6302700188 | EC451P10 Insulating plastic plate dim 460x380 | Elettrocanali | EC451P10 | db | 1 | 12669
6302700189 | EC451P6 Insulating plastic plate dim 190x140 | Elettrocanali | EC451P6 | db | 1 | 3926
6302700190 | EC451P7 Insulating plastic plate dim 240x190 | Elettrocanali | EC451P7 | db | 1 | 4684
6302700191 | EC451P8 Insulating plastic plate dim 300x220 | Elettrocanali | EC451P8 | db | 1 | 5950
6302700192 | EC451P9 Insulating plastic plate dim 380x300 | Elettrocanali | EC451P9 | db | 1 | 9568
6302702662 | EC455P2 Metal plate for aluminium junction boxes 140x115 | Elettrocanali | EC455P2 | db | 1 | 1684
6302702663 | EC455P3 Metal plate for aluminium junction boxes 166x142 | Elettrocanali | EC455P3 | db | 1 | 1950
6302702664 | EC455P4 Metal plate for aluminium junction boxes 192x168 | Elettrocanali | EC455P4 | db | 1 | 2239
6302702665 | EC455P5 Metal plate for aluminium junction boxes 253x217 | Elettrocanali | EC455P5 | db | 1 | 2875
6302702666 | EC455P6 Metal plate for aluminium junction boxes 314x264 | Elettrocanali | EC455P6 | db | 1 | 4022
6302702667 | EC455P7 Metal plate for aluminium junction boxes 410x315 | Elettrocanali | EC455P7 | db | 1 | 6072
6302700193 | EC460 Kalapsín nemperforált 2 m-es TS35x7,5 | Elettrocanali | EC460 | db | 1 | 1806
6302702668 | EC46015 Blank din rail 35x15 - bar lenght 2 mt | Elettrocanali | EC46015 | db | 1 | 3045
6302704040 | EC460C10 Guida DIN per C10/C11 | Elettrocanali | EC460C10 | db | 1 | 181
6302700194 | EC460D10 Din rail for plastic boxes - dim 460x300 | Elettrocanali | EC460D10 | db | 1 | 492
6302700195 | EC460D5 Din rail for plastic boxes - dim 150x110 | Elettrocanali | EC460D5 | db | 1 | 155
6302700196 | EC460D6 Din rail for plastic boxes - dim 190x140 | Elettrocanali | EC460D6 | db | 1 | 189
6302700197 | EC460D7 Din rail for plastic boxes - dim 240x190 | Elettrocanali | EC460D7 | db | 1 | 244
6302700198 | EC460D8 Din rail for plastic boxes - dim 300x220 | Elettrocanali | EC460D8 | db | 1 | 322
6302700199 | EC460D9 Din rail for plastic boxes - dim 380x300 | Elettrocanali | EC460D9 | db | 1 | 474
6302700200 | EC460F Kalapsín perforált 2 m-es TS35x7,5 | Elettrocanali | EC460F | db | 1 | 1950
6302702670 | EC465D1 Din rail for aluminium boxes - dim 100x100 | Elettrocanali | EC465D1 | db | 1 | 1069
6302702671 | EC465D2 Din rail for aluminium boxes - dim 140x115 | Elettrocanali | EC465D2 | db | 1 | 1169
6302702672 | EC465D3 Din rail for aluminium boxes - dim 166x142 | Elettrocanali | EC465D3 | db | 1 | 1210
6302702673 | EC465D4 Din rail for aluminium boxes - dim 192x168 | Elettrocanali | EC465D4 | db | 1 | 1262
6302702674 | EC465D5 Din rail for aluminium boxes - dim 253x217 | Elettrocanali | EC465D5 | db | 1 | 1351
6302702675 | EC465D6 Din rail for aluminium boxes - dim 314x264 | Elettrocanali | EC465D6 | db | 1 | 1395
6302702676 | EC465D7 Din rail for aluminium boxes - dim 410x315 | Elettrocanali | EC465D7 | db | 1 | 1539
6302700201 | EC47020 tömítődugó (furat 23mm) | Elettrocanali | EC47020 | db | 1 | 51.8
6302700202 | EC47025 tömítődugó (furat 29mm) | Elettrocanali | EC47025 | db | 1 | 62.9
6302702677 | EC47025S Direct inlet plastic plain gland | Elettrocanali | EC47025S | db | 1 | 59.2
6302700203 | EC47032 tömítődugó (furat 37mm) | Elettrocanali | EC47032 | db | 1 | 74
6302700204 | EC47040 tömítődugó (furat 48mm) | Elettrocanali | EC47040 | db | 1 | 99.9
6302700205 | EC480C10 Smooth sided box IP56 polycarbonate dim 460x380x120 | Elettrocanali | EC480C10 | db | 1 | 23758
6302700206 | EC480C4 Smooth sided box IP56 polycarbonate dim 100x100x50 | Elettrocanali | EC480C4 | db | 1 | 1854
6302700207 | EC480C4R Smooth sided box IP56 polycarbonate dim 120x80x50 | Elettrocanali | EC480C4R | db | 1 | 1913
6302700208 | EC480C5 Smooth sided box IP56 polycarbonate dim 150x110x70 | Elettrocanali | EC480C5 | db | 1 | 2897
6302700209 | EC480C6 Smooth sided box IP56 polycarbonate dim 190x140x70 | Elettrocanali | EC480C6 | db | 1 | 5065
6302700210 | EC480C7 Smooth sided box IP56 polycarbonate dim 240x190x90 | Elettrocanali | EC480C7 | db | 1 | 7567
6302700211 | EC480C8 Smooth sided box IP56 polycarbonate dim 300x220x120 | Elettrocanali | EC480C8 | db | 1 | 11059
6302700212 | EC480C9 Smooth sided box IP56 polycarbonate dim 380x300x120 | Elettrocanali | EC480C9 | db | 1 | 15825
6302702678 | EC485C1 Aluminium wall mounting junction box 100x100x59 | Elettrocanali | EC485C1 | db | 1 | 3178
6302702679 | EC485C2 Aluminium wall mounting junction box 140x115x60 | Elettrocanali | EC485C2 | db | 1 | 4514
6302702680 | EC485C3 Aluminium wall mounting junction box 166x142x64 | Elettrocanali | EC485C3 | db | 1 | 6098
6302702681 | EC485C4 Aluminium wall mounting junction box 192x168x80 | Elettrocanali | EC485C4 | db | 1 | 8640
6302702682 | EC485C5 Aluminium wall mounting junction box 253x217x93 | Elettrocanali | EC485C5 | db | 1 | 14160
6302702683 | EC485C6 Aluminium wall mounting junction box 294x264x122 | Elettrocanali | EC485C6 | db | 1 | 29167
6302702684 | EC485C7 Aluminium wall mounting junction box 410x315x153 | Elettrocanali | EC485C7 | db | 1 | 51471
6302700213 | EC490C5 Smooth sided box IP56 polycarbonate dim 150x110x140 | Elettrocanali | EC490C5 | db | 1 | 4081
6302700214 | EC490C6 Smooth sided box IP56 polycarbonate dim 190x140x140 | Elettrocanali | EC490C6 | db | 1 | 6912
6302700215 | EC490C7 Smooth sided box IP56 polycarbonate dim 240x190x160 | Elettrocanali | EC490C7 | db | 1 | 8836
6302700216 | EC490C8 Smooth sided box IP56 polycarbonate dim 300x220x180 | Elettrocanali | EC490C8 | db | 1 | 12732
6302701538 | EC490C9 Smooth sided box IP56 polycarbonate dim 380x300x180 | Elettrocanali | EC490C9 | db | 1 | 16117
6302700217 | EC50007 Cable gland thread PG 7 grey without lock nut | Elettrocanali | EC50007 | db | 1 | 155
6302700218 | EC50009 Cable gland thread PG 9 grey without lock nut | Elettrocanali | EC50009 | db | 1 | 155
6302700219 | EC50011 Cable gland thread PG 11 grey without lock nut | Elettrocanali | EC50011 | db | 1 | 189
6302700220 | EC50013 Cable gland thread PG 13,5 grey w.out lock nut | Elettrocanali | EC50013 | db | 1 | 207
6302700221 | EC50016 Cable gland thread PG 16 grey without lock nut | Elettrocanali | EC50016 | db | 1 | 237
6302700222 | EC50021 Cable gland thread PG 21 grey without lock nut | Elettrocanali | EC50021 | db | 1 | 255
6302700223 | EC50029 Cable gland thread PG 29 grey without lock nut | Elettrocanali | EC50029 | db | 1 | 500
6302700224 | EC50036 Cable gland thread PG 36 grey without lock nut | Elettrocanali | EC50036 | db | 1 | 899
6302700225 | EC50042 Cable gland thread PG 42 grey without lock nut | Elettrocanali | EC50042 | db | 1 | 1225
6302700226 | EC50048 Cable gland thread PG 48 grey without lock nut | Elettrocanali | EC50048 | db | 1 | 1343
6302700227 | EC51007 PG7 tömszelence ellenanyával | Elettrocanali | EC51007 | db | 1 | 163
6302700228 | EC51007N Cable gland thread PG 7 black with lock nut | Elettrocanali | EC51007N | db | 1 | 163
6302700229 | EC51009 Cable gland thread PG 9 grey with lock nut | Elettrocanali | EC51009 | db | 1 | 167
6302700230 | EC51009N Cable gland thread PG 9 black with lock nut | Elettrocanali | EC51009N | db | 1 | 167
6302700232 | EC51011 Cable gland thread PG 11grey with lock nut | Elettrocanali | EC51011 | db | 1 | 207
6302700233 | EC51011N Cable gland thread PG 11black with lock nut | Elettrocanali | EC51011N | db | 1 | 207
6302700235 | EC51013 Cable gland thread PG 13,5 grey with lock nut | Elettrocanali | EC51013 | db | 1 | 222
6302700236 | EC51013N Cable gland thread PG 13,5 black with lock nut | Elettrocanali | EC51013N | db | 1 | 222
6302700238 | EC51016 Cable gland thread PG 16grey with lock nut | Elettrocanali | EC51016 | db | 1 | 255
6302700239 | EC51016N Cable gland thread PG 16black with lock nut | Elettrocanali | EC51016N | db | 1 | 255
6302700241 | EC51021 Cable gland thread PG 21grey with lock nut | Elettrocanali | EC51021 | db | 1 | 344
6302700242 | EC51021N Cable gland thread PG 21black with lock nut | Elettrocanali | EC51021N | db | 1 | 344
6302700243 | EC51029 Cable gland thread PG 29grey with lock nut | Elettrocanali | EC51029 | db | 1 | 540
6302700244 | EC51029N Cable gland thread PG 29black with lock nut | Elettrocanali | EC51029N | db | 1 | 540
6302700245 | EC51036 Cable gland thread PG 36grey with lock nut | Elettrocanali | EC51036 | db | 1 | 966
6302700246 | EC51036N Cable gland thread PG 36black with lock nut | Elettrocanali | EC51036N | db | 1 | 966
6302700247 | EC51042 Cable gland thread PG 42grey with lock nut | Elettrocanali | EC51042 | db | 1 | 1317
6302700248 | EC51042N Cable gland thread PG 42black with lock nut | Elettrocanali | EC51042N | db | 1 | 1317
6302700249 | EC51048 Cable gland thread PG 48grey with lock nut | Elettrocanali | EC51048 | db | 1 | 1443
6302700250 | EC51048N Cable gland thread PG 48black with lock nut | Elettrocanali | EC51048N | db | 1 | 1443
6302700251 | EC52007 PG Thread lock nut 7 | Elettrocanali | EC52007 | db | 100 | 3633
6302700252 | EC52009 PG Thread lock nut 9 | Elettrocanali | EC52009 | db | 1 | 39.3
6302700253 | EC52011 PG Thread lock nut 11 | Elettrocanali | EC52011 | db | 1 | 42.1
6302700254 | EC52013 PG Thread lock nut 13,5 | Elettrocanali | EC52013 | db | 1 | 48
6302700255 | EC52016 PG Thread lock nut 16 | Elettrocanali | EC52016 | db | 1 | 57.2
6302700256 | EC52016M Metric Thread lock nut 16mm | Elettrocanali | EC52016M | db | 1 | 42.1
6302700257 | EC52020M Metric Thread lock nut 20mm | Elettrocanali | EC52020M | db | 1 | 48
6302700258 | EC52021 PG Thread lock nut 21 | Elettrocanali | EC52021 | db | 1 | 71.7
6302700259 | EC52025M Metric Thread lock nut 25mm | Elettrocanali | EC52025M | db | 1 | 56.2
6302700260 | EC52029 PG Thread lock nut 29 | Elettrocanali | EC52029 | db | 1 | 87.3
6302700261 | EC52032M Metric Thread lock nut 32mm | Elettrocanali | EC52032M | db | 1 | 87.3
6302700262 | EC52036 PG Thread lock nut 36 | Elettrocanali | EC52036 | db | 1 | 114
6302700263 | EC52040M Metric Thread lock nut 40mm | Elettrocanali | EC52040M | db | 1 | 114
6302700264 | EC52042 PG Thread lock nut 42 | Elettrocanali | EC52042 | db | 1 | 156
6302700265 | EC52048 PG Thread lock nut 48 | Elettrocanali | EC52048 | db | 1 | 210
6302700266 | EC52050M Metric Thread lock nut 50mm | Elettrocanali | EC52050M | db | 1 | 159
6302702685 | EC52121 Junction gland for modular enclosures PG 21 | Elettrocanali | EC52121 | db | 1 | 777
6302702686 | EC52129 Junction gland for modular enclosures PG 29 | Elettrocanali | EC52129 | db | 1 | 1103
6302702687 | EC52136 Junction gland for modular enclosures PG 36 | Elettrocanali | EC52136 | db | 1 | 1828
6302702729 | EC52207 PG thread cap PG7 | Elettrocanali | EC52207 | db | 1 | 99.9
6302702730 | EC52209 PG thread cap PG9 | Elettrocanali | EC52209 | db | 1 | 99.9
6302702731 | EC52211 PG thread cap PG11 | Elettrocanali | EC52211 | db | 1 | 99.9
6302702732 | EC52213 PG thread cap PG13,5 | Elettrocanali | EC52213 | db | 1 | 111
6302702733 | EC52216 PG thread cap PG16 | Elettrocanali | EC52216 | db | 1 | 130
6302702734 | EC52221 PG thread cap PG21 | Elettrocanali | EC52221 | db | 1 | 163
6302702735 | EC52229 PG thread cap PG29 | Elettrocanali | EC52229 | db | 1 | 344
6302702736 | EC52236 PG thread cap PG36 | Elettrocanali | EC52236 | db | 1 | 481
6302702737 | EC52242 PG thread cap PG42 | Elettrocanali | EC52242 | db | 1 | 1058
6302702738 | EC52248 PG thread cap PG48 | Elettrocanali | EC52248 | db | 1 | 1402
6302702739 | EC52312 Metric thread cap M12 | Elettrocanali | EC52312 | db | 1 | 107
6302702740 | EC52316 Metric thread cap M16 | Elettrocanali | EC52316 | db | 1 | 107
6302702741 | EC52320 Metric thread cap M20 | Elettrocanali | EC52320 | db | 1 | 122
6302702742 | EC52325 Metric thread cap M25 | Elettrocanali | EC52325 | db | 1 | 159
6302702743 | EC52332 Metric thread cap M32 | Elettrocanali | EC52332 | db | 1 | 237
6302702744 | EC52340 Metric thread cap M40 | Elettrocanali | EC52340 | db | 1 | 470
6302702745 | EC52350 Metric thread cap M50 | Elettrocanali | EC52350 | db | 1 | 1143
6302702746 | EC52363 Metric thread cap M63 | Elettrocanali | EC52363 | db | 1 | 1510
6302700267 | EC53007 Gasket for PG thread cable glands PG7 | Elettrocanali | EC53007 | db | 100 | 1791
6302700268 | EC53009 Gasket for PG thread cable glands PG9 | Elettrocanali | EC53009 | db | 100 | 2035
6302700269 | EC53011 Gasket for PG thread cable glands PG11 | Elettrocanali | EC53011 | db | 100 | 2283
6302700270 | EC53013 Gasket for PG thread cable glands PG13 | Elettrocanali | EC53013 | db | 100 | 2424
6302700271 | EC53016 Gasket for PG thread cable glands PG16 | Elettrocanali | EC53016 | db | 100 | 2716
6302700272 | EC53016M Gasket for metric thread cable glands 16,5mm | Elettrocanali | EC53016M | db | 100 | 1887
6302700273 | EC53020M Gasket for metric thread cable glands 20,5mm | Elettrocanali | EC53020M | db | 100 | 2424
6302700274 | EC53021 Gasket for PG thread cable glands PG21 | Elettrocanali | EC53021 | db | 100 | 3345
6302700275 | EC53025M Gasket for metric thread cable glands 25,5mm | Elettrocanali | EC53025M | db | 100 | 3008
6302700276 | EC53029 Gasket for PG thread cable glands PG29 | Elettrocanali | EC53029 | db | 1 | 43.2
6302700277 | EC53032M Gasket for metric thread cable glands 32,5mm | Elettrocanali | EC53032M | db | 1 | 48
6302700278 | EC53036 Gasket for PG thread cable glands PG36 | Elettrocanali | EC53036 | db | 1 | 57.2
6302700279 | EC53040M Gasket for metric thread cable glands 40,5mm | Elettrocanali | EC53040M | db | 1 | 58.6
6302700280 | EC53042 Gasket for PG thread cable glands PG42 | Elettrocanali | EC53042 | db | 1 | 86.2
6302700281 | EC53048 Gasket for PG thread cable glands PG48 | Elettrocanali | EC53048 | db | 1 | 90.1
6302700282 | EC53050M Gasket for metric thread cable glands 50,5mm | Elettrocanali | EC53050M | db | 1 | 68.8
6302700283 | EC54016 M16x1,5 tömszelence ellenanyával 5-10mm IP68 | Elettrocanali | EC54016 | db | 1 | 215
6302700284 | EC54020 M20x1,5 tömszelence ellenanyával 6-12mm IP68 | Elettrocanali | EC54020 | db | 1 | 233
6302700285 | EC54025 M25x1,5 tömszelence ellenanyával 9-14mm IP68 | Elettrocanali | EC54025 | db | 1 | 259
6302700286 | EC54032 M32x1,5 tömszelence ellenanyával 15-25mm IP68 | Elettrocanali | EC54032 | db | 1 | 551
6302700287 | EC54040 M40x1,5 tömszelence ellenanyával 20-31mm IP68 | Elettrocanali | EC54040 | db | 1 | 977
6302700288 | EC54050 M50x1,5 tömszelence ellenanyával 28-38mm IP68 | Elettrocanali | EC54050 | db | 1 | 1351
6302700289 | EC60004 falon kívüli elosztó 4 modul 150x170x100mm IP40 | Elettrocanali | EC60004 | db | 1 | 3023
6302700290 | EC60004B Wall surface modular enclosure IP40 dim.150x170x100 4 mod. white transp.door | Elettrocanali | EC60004B | db | 1 | 3023
6302703716 | EC60004BE Wall surface modular enclosure IP40 dim.150x170x100 4 mod. (1x4) | Elettrocanali | EC60004BE | db | 1 | 3707
6302703708 | EC60004E Wall surface modular enclosure IP40 dim.150x170x100 4 mod. (1x4) | Elettrocanali | EC60004E | db | 1 | 3707
6302700291 | EC60008 falon kívüli elosztó 8 modul 200x180x100mm IP40 | Elettrocanali | EC60008 | db | 1 | 4262
6302700292 | EC60008B Wall surface modular enclosure IP40 dim.200x180x100 8 mod. white transp.door | Elettrocanali | EC60008B | db | 1 | 4262
6302703717 | EC60008BE Wall surface modular enclosure IP40 dim.200x180x100 8 mod. (1x8) | Elettrocanali | EC60008BE | db | 1 | 5202
6302703709 | EC60008E Wall surface modular enclosure IP40 dim.200x180x100 8 mod. (1x8) | Elettrocanali | EC60008E | db | 1 | 5202
6302700293 | EC60012 falon kívüli elosztó 12 modul 280x220x100mm IP40 | Elettrocanali | EC60012 | db | 1 | 6050
6302700294 | EC60012B Wall surface modular enclosure IP40 dim.280x220x100 12 mod. white transp.door | Elettrocanali | EC60012B | db | 1 | 6050
6302703718 | EC60012BE Wall surface modular enclosure IP40 dim.280x220x100 12 mod. (1x12) | Elettrocanali | EC60012BE | db | 1 | 7285
6302703710 | EC60012E Wall surface modular enclosure IP40 dim.280x220x100 12 mod. (1x12) | Elettrocanali | EC60012E | db | 1 | 7285
6302703707 | EC60018 Wall surface modular enclosure IP40 dim.400x265x130 18 mod. grey tran.door | Elettrocanali | EC60018 | db | 1 | 10009
6302703715 | EC60018B Wall surface modular enclosure IP40 dim.400x265x130 18 mod. white tran.door | Elettrocanali | EC60018B | db | 1 | 10009
6302703719 | EC60018BE Wall surface modular enclosure IP40 dim.400x265x130 18 mod. (1x12) | Elettrocanali | EC60018BE | db | 1 | 11244
6302703711 | EC60018E Wall surface modular enclosure IP40 dim.400x265x130 18 mod. (1x12) | Elettrocanali | EC60018E | db | 1 | 11244
6302700295 | EC60024 falon kívüli elosztó 2 soros 24 modul 280x350x100mm IP40 | Elettrocanali | EC60024 | db | 1 | 14219
6302700296 | EC60024B Wall surface modular enclosure IP40 dim.280x350x100 24 mod. white transp.door | Elettrocanali | EC60024B | db | 1 | 14219
6302703720 | EC60024BE Wall surface modular enclosure IP40 dim.280x350x100 24 mod. (2x12) | Elettrocanali | EC60024BE | db | 1 | 16243
6302703712 | EC60024E Wall surface modular enclosure IP40 dim.280x350x100 24 mod. (2x12) | Elettrocanali | EC60024E | db | 1 | 16243
6302700297 | EC60036 falon kívüli elosztó 2 soros 36 modul 400x400x130mm IP40 | Elettrocanali | EC60036 | db | 1 | 20450
6302700298 | EC60036B Wall surface modular enclosure IP40 dim.400x400x130 36 mod. white transp.door | Elettrocanali | EC60036B | db | 1 | 20450
6302703721 | EC60036BE Wall surface modular enclosure IP40 dim.400x400x130 36 mod. (3x12) | Elettrocanali | EC60036BE | db | 1 | 23654
6302703713 | EC60036E Wall surface modular enclosure IP40 dim.400x400x130 36 mod. (3x12) | Elettrocanali | EC60036E | db | 1 | 23654
6302700299 | EC6004EQ sorkapocs-sín+tartó falon kívüli 4 modulos elosztóhoz | Elettrocanali | EC6004EQ | db | 1 | 685
6302700300 | EC60054 falon kívüli elosztó 3 soros 54 modul 400x600x130mm IP40 | Elettrocanali | EC60054 | db | 1 | 35117
6302700301 | EC60054B Wall surface modular enclosure IP40 dim.400x550x130 54 mod. white transp.door | Elettrocanali | EC60054B | db | 1 | 35117
6302703722 | EC60054BE Wall surface modular enclosure IP40 dim.400x550x130 54 mod. (4x12) | Elettrocanali | EC60054BE | db | 1 | 39324
6302703714 | EC60054E Wall surface modular enclosure IP40 dim.400x550x130 54 mod. (4x12) | Elettrocanali | EC60054E | db | 1 | 39324
6302704041 | EC60072B Centr.parete IP40 portella trasp.72moduli b | Elettrocanali | EC60072B | db | 1 | 63818
6302704042 | EC60072BE Centr.parete IP40 portella trasp.72mod.b+EQ | Elettrocanali | EC60072BE | db | 1 | 68025
6302700302 | EC6008EQ sorkapocs-sín+tartó falon kívüli 8 modulos elosztóhoz | Elettrocanali | EC6008EQ | db | 1 | 940
6302703740 | EC600SC Cylinder safety lock | Elettrocanali | EC600SC | db | 1 | 4181
6302703631 | EC600SF Standard bracket for wall mounting | Elettrocanali | EC600SF | db | 1 | 148
6302702688 | EC600TC Modular blank plate 4,5 modules grey | Elettrocanali | EC600TC | db | 1 | 85.1
6302702689 | EC600TCB Modular blank plate 4,5 modules white | Elettrocanali | EC600TCB | db | 1 | 85.1
6302702690 | EC600TCN Modular blank plate 4,5 modules black | Elettrocanali | EC600TCN | db | 1 | 85.1
6302702691 | EC600TCR Modular blank plate 4,5 modules red | Elettrocanali | EC600TCR | db | 1 | 85.1
6302700303 | EC6012EQ sorkapocs-sín+tartó falon kívüli 12 modulos elosztóhoz | Elettrocanali | EC6012EQ | db | 1 | 1236
6302700304 | EC6024EQ sorkapocs-sín+tartó falon kívüli 24 modulos elosztóhoz | Elettrocanali | EC6024EQ | db | 1 | 2024
6302700305 | EC6036EQ sorkapocs-sín+tartó falon kívüli 36 modulos elosztóhoz | Elettrocanali | EC6036EQ | db | 1 | 3204
6302700306 | EC6054EQ sorkapocs-sín+tartó falon kívüli 54 modulos elosztóhoz | Elettrocanali | EC6054EQ | db | 1 | 4207
6302700307 | EC61002 Wall surface modular enclosure IP40 dim. 50x130x85 2 mod. grey w/o door | Elettrocanali | EC61002 | db | 1 | 821
6302700308 | EC61003 Wall surface modular enclosure IP40 dim. 90x130x85 4 mod. grey w/o door | Elettrocanali | EC61003 | db | 1 | 1088
6302700309 | EC61004 Wall surface modular enclosure IP40 dim. 150x170x100 4 mod. grey w/o door | Elettrocanali | EC61004 | db | 1 | 2486
6302703724 | EC61004E Wall surface modular enclosure IP40 dim. 150x170x100 4 mod. grey w/o door | Elettrocanali | EC61004E | db | 1 | 3171
6302700310 | EC61008 Wall surface modular enclosure IP40 dim. 200x180x100 8 mod. grey w/o door | Elettrocanali | EC61008 | db | 1 | 3648
6302703725 | EC61008E Wall surface modular enclosure IP40 dim. 200x180x100 8 mod. grey w/o door | Elettrocanali | EC61008E | db | 1 | 4588
6302700311 | EC61012 Wall surface modular enclosure IP40 dim.280x220x100 12 mod. grey w/o door | Elettrocanali | EC61012 | db | 1 | 5335
6302703726 | EC61012E Wall surface modular enclosure IP40 dim.280x220x100 12 mod. grey w/o door | Elettrocanali | EC61012E | db | 1 | 6571
6302703723 | EC61018 Wall surface modular enclosure IP40 dim.400x265x130 18 mod. grey w/o door | Elettrocanali | EC61018 | db | 1 | 6845
6302703727 | EC61018E Wall surface modular enclosure IP40 dim.400x265x130 18 mod. grey w/o door | Elettrocanali | EC61018E | db | 1 | 8081
6302700312 | EC61024 Wall surface modular enclosure IP40 dim.280x350x100 24 mod. grey w/o door | Elettrocanali | EC61024 | db | 1 | 8177
6302703728 | EC61024E Wall surface modular enclosure IP40 dim.280x350x100 24 mod. grey w/o door | Elettrocanali | EC61024E | db | 1 | 10201
6302700313 | EC61036 Wall surface modular enclosure IP40 dim.400x400x130 36 mod. grey w/o door | Elettrocanali | EC61036 | db | 1 | 11281
6302703729 | EC61036E Wall surface modular enclosure IP40 dim.400x400x130 36 mod. grey w/o door | Elettrocanali | EC61036E | db | 1 | 14486
6302700314 | EC61054 Wall surface modular enclosure IP40 dim.400x550x130 54 mod. grey w/o door | Elettrocanali | EC61054 | db | 1 | 29567
6302703730 | EC61054E Wall surface modular enclosure IP40 dim.400x550x130 54 mod. grey w/o door | Elettrocanali | EC61054E | db | 1 | 33774
6302700315 | EC62004 falon kívüli elosztó 4 modul 150x170x100mm IP65 | Elettrocanali | EC62004 | db | 1 | 5250
6302703732 | EC62004E Wall surface modular enclosure IP65 dim. 150x170x100 4 mod. grey (1x4) | Elettrocanali | EC62004E | db | 1 | 5935
6302700316 | EC62008 falon kívüli elosztó 8 modul 200x180x100mm IP65 | Elettrocanali | EC62008 | db | 1 | 6971
6302703733 | EC62008E Wall surface modular enclosure IP65 dim. 200x180x100 8 mod. grey (1x8) | Elettrocanali | EC62008E | db | 1 | 7911
6302700317 | EC62012 falon kívüli elosztó 1 soros 12 modul 280x220x100mm IP65 | Elettrocanali | EC62012 | db | 1 | 13202
6302703734 | EC62012E Wall surface modular enclosure IP65 dim. 280x220x100 12 mod. grey 81x12) | Elettrocanali | EC62012E | db | 1 | 14437
6302703731 | EC62018 Wall surface modular enclosure IP65 dim. 400x265x140 18 mod. grey | Elettrocanali | EC62018 | db | 1 | 16321
6302703735 | EC62018E Wall surface modular enclosure IP65 dim. 400x265x140 18 mod. grey (1x12) | Elettrocanali | EC62018E | db | 1 | 17557
6302700318 | EC62024 falon kívüli elosztó 2 soros 24 modul 290x390x140mm IP65 | Elettrocanali | EC62024 | db | 1 | 20483
6302703736 | EC62024E Wall surface modular enclosure IP65 dim. 290x390x140 24 mod. grey (2x12) | Elettrocanali | EC62024E | db | 1 | 22507
6302700319 | EC62036 falon kívüli elosztó 2 soros 36 modul 400x400x140mm IP65 | Elettrocanali | EC62036 | db | 1 | 29237
6302703737 | EC62036E Wall surface modular enclosure IP65 dim. 400x400x140 36 mod. grey (3x12) | Elettrocanali | EC62036E | db | 1 | 32442
6302700320 | EC6204EQ sorkapocs-sín+tartó falon kívüli 4 modulos elosztóhoz | Elettrocanali | EC6204EQ | db | 1 | 685
6302700321 | EC62054 falon kívüli elosztó 3 soros 54 modul 400x600x140mm IP65 | Elettrocanali | EC62054 | db | 1 | 55445
6302703738 | EC62054E Wall surface modular enclosure IP65 dim. 400x650x140 54 mod. grey (4x12) | Elettrocanali | EC62054E | db | 1 | 59651
6302702692 | EC62072 Wall surface modular enclosure IP65 dim.420x885x150 72 mod. grey | Elettrocanali | EC62072 | db | 1 | 76342
6302703739 | EC62072E Wall surface modular enclosure IP65 dim .420x885x150 72 mod. grey (4x12) | Elettrocanali | EC62072E | db | 1 | 80549
6302700322 | EC6208EQ sorkapocs-sín+tartó falon kívüli 8 modulos elosztóhoz | Elettrocanali | EC6208EQ | db | 1 | 940
6302700323 | EC6212EQ sorkapocs-sín+tartó falon kívüli 12 modulos elosztóhoz | Elettrocanali | EC6212EQ | db | 1 | 1236
6302700324 | EC6224EQ sorkapocs-sín+tartó falon kívüli 24 modulos elosztóhoz | Elettrocanali | EC6224EQ | db | 1 | 2024
6302700325 | EC6236EQ sorkapocs-sín+tartó falon kívüli 36 modulos elosztóhoz | Elettrocanali | EC6236EQ | db | 1 | 3204
6302703649 | EC625001 Polyester board with blank door 270x305x170 mm | Elettrocanali | EC625001 | db | 1 | 33300
6302704043 | EC625001R Portella cieca ricambio 1° dim. | Elettrocanali | EC625001R | db | 1 | 12628
6302703650 | EC625002 Polyester board with blank door 325x430x185 mm | Elettrocanali | EC625002 | db | 1 | 37370
6302704044 | EC625002R Portella cieca ricambio 2° dim. | Elettrocanali | EC625002R | db | 1 | 14667
6302703651 | EC625003 Polyester board with blank door 435x505x215 mm | Elettrocanali | EC625003 | db | 1 | 54390
6302704045 | EC625003R Portella cieca ricambio 3° dim. | Elettrocanali | EC625003R | db | 1 | 17483
6302703652 | EC625004 Polyester board with blank door 435x655x215 mm | Elettrocanali | EC625004 | db | 1 | 68820
6302704046 | EC625004R Portella cieca ricambio 4° dim. | Elettrocanali | EC625004R | db | 1 | 26030
6302703653 | EC625005 Polyester board with blank door 545x655x265 mm | Elettrocanali | EC625005 | db | 1 | 81030
6302704047 | EC625005R Portella cieca ricambio 5° dim. | Elettrocanali | EC625005R | db | 1 | 29915
6302703654 | EC625006 Polyester board with blank door 620x810x320 mm | Elettrocanali | EC625006 | db | 1 | 126910
6302704048 | EC625006R Portella cieca ricambio 6° dim. | Elettrocanali | EC625006R | db | 1 | 38850
6302703655 | EC625011 Polyester board with transparent window 270x305x170 mm | Elettrocanali | EC625011 | db | 1 | 40700
6302704049 | EC625011R Portella obl? ricambio 1° dim. | Elettrocanali | EC625011R | db | 1 | 19037
6302703656 | EC625012 Polyester board with transparent window 325x430x185 mm | Elettrocanali | EC625012 | db | 1 | 46620
6302704050 | EC625012R Portella obl? ricambio 2° dim. | Elettrocanali | EC625012R | db | 1 | 22145
6302703657 | EC625013 Polyester board with transparent window 435x505x215 mm | Elettrocanali | EC625013 | db | 1 | 63270
6302704051 | EC625013R Portella obl? ricambio 3° dim. | Elettrocanali | EC625013R | db | 1 | 27972
6302703658 | EC625014 Polyester board with transparent window 435x655x215 mm | Elettrocanali | EC625014 | db | 1 | 75480
6302704052 | EC625014R Portella obl? ricambio 4° dim. | Elettrocanali | EC625014R | db | 1 | 42347
6302703659 | EC625015 Polyester board with transparent window 545x655x265 mm | Elettrocanali | EC625015 | db | 1 | 98420
6302704053 | EC625015R Portella obl? ricambio 5° dim. | Elettrocanali | EC625015R | db | 1 | 46232
6302703660 | EC625016 Polyester board with transparent window 620x810x320 mm | Elettrocanali | EC625016 | db | 1 | 136160
6302704054 | EC625016R Portella obl? ricambio 6° dim. | Elettrocanali | EC625016R | db | 1 | 65268
6302703661 | EC625022 Polyester counterdoor 267x373 mm | Elettrocanali | EC625022 | db | 1 | 11563
6302703662 | EC625023 Polyester counterdoor 377x447 mm | Elettrocanali | EC625023 | db | 1 | 13916
6302703663 | EC625024 Polyester counterdoor 377x597 mm | Elettrocanali | EC625024 | db | 1 | 15903
6302703664 | EC625025 Polyester counterdoor 487x597 mm | Elettrocanali | EC625025 | db | 1 | 19469
6302703665 | EC625026 Polyester counterdoor 620x810 mm | Elettrocanali | EC625026 | db | 1 | 25452
6302703666 | EC625031 Metal back plate 207x239 mm | Elettrocanali | EC625031 | db | 1 | 2494
6302703667 | EC625032 Metal back plate 264x364 mm | Elettrocanali | EC625032 | db | 1 | 3904
6302703668 | EC625033 Metal back plate 372x439 mm | Elettrocanali | EC625033 | db | 1 | 5853
6302703669 | EC625034 Metal back plate 372x589 mm | Elettrocanali | EC625034 | db | 1 | 7955
6302703670 | EC625035 Metal back plate 482x589 mm | Elettrocanali | EC625035 | db | 1 | 10408
6302703671 | EC625036 Metal back plate 620x810 mm | Elettrocanali | EC625036 | db | 1 | 15507
6302703672 | EC625041 Insulanting back plate 207x239 mm | Elettrocanali | EC625041 | db | 1 | 3352
6302703673 | EC625042 Insulanting back plate 264x364 mm | Elettrocanali | EC625042 | db | 1 | 4895
6302703674 | EC625043 Insulanting back plate 372x439 mm | Elettrocanali | EC625043 | db | 1 | 7426
6302703675 | EC625044 Insulanting back plate 372x589 mm | Elettrocanali | EC625044 | db | 1 | 9372
6302703676 | EC625045 Insulanting back platee 482x589 mm | Elettrocanali | EC625045 | db | 1 | 14545
6302703677 | EC625046 Insulanting back plate 620x810 mm | Elettrocanali | EC625046 | db | 1 | 20184
6302703678 | EC625072 Pair of uprights H=430 mm | Elettrocanali | EC625072 | db | 1 | 4710
6302703679 | EC625073 Pair of uprights H=505 mm | Elettrocanali | EC625073 | db | 1 | 4991
6302703680 | EC625074 Pair of uprights H=655 mm | Elettrocanali | EC625074 | db | 1 | 6320
6302703681 | EC625076 Pair of uprights H= 810 mm | Elettrocanali | EC625076 | db | 1 | 7600
6302703682 | EC625102 Covering panel with window 12 modules | Elettrocanali | EC625102 | db | 1 | 5102
6302703683 | EC625103 Covering panel with window 18 modules | Elettrocanali | EC625103 | db | 1 | 5939
6302703684 | EC625105 Covering panel with window 24 modules | Elettrocanali | EC625105 | db | 1 | 6560
6302703685 | EC625106 Covering panel with window 28 modules | Elettrocanali | EC625106 | db | 1 | 7633
6302703686 | EC625112 Blanck covering panel - base 325 mm | Elettrocanali | EC625112 | db | 1 | 3904
6302703687 | EC625113 Blanck covering panel - base 435 mm | Elettrocanali | EC625113 | db | 1 | 4396
6302703688 | EC625115 Blanck covering panel - base 545 mm | Elettrocanali | EC625115 | db | 1 | 5021
6302703689 | EC625116 Blanck covering panel - base 620 mm | Elettrocanali | EC625116 | db | 1 | 5565
6302703690 | EC625122 Double blank covering panel - base 325 mm | Elettrocanali | EC625122 | db | 1 | 7426
6302703691 | EC625123 Double blank covering panel - base 435 mm | Elettrocanali | EC625123 | db | 1 | 8088
6302703692 | EC625125 Double blank covering panel - base 545 mm | Elettrocanali | EC625125 | db | 1 | 9198
6302703693 | EC625126 Double blank covering panel - base 620 mm | Elettrocanali | EC625126 | db | 1 | 10519
6302703694 | EC625132 DIN Rails with supports - 12 modules - base 325 mm | Elettrocanali | EC625132 | db | 1 | 2083
6302703695 | EC625133 DIN Rails with supports - 18 modules - base 435 mm | Elettrocanali | EC625133 | db | 1 | 2246
6302703696 | EC625135 DIN Rails with supports - 24 modules - base 545 mm | Elettrocanali | EC625135 | db | 1 | 2686
6302703697 | EC625136 DIN Rails with supports - 28 modules - base 620 mm | Elettrocanali | EC625136 | db | 1 | 3101
6302700326 | EC6254EQ sorkapocs-sín+tartó falon kívüli 54 modulos elosztóhoz | Elettrocanali | EC6254EQ | db | 1 | 4207
6302703703 | EC625GI Joint kit for all boards | Elettrocanali | EC625GI | db | 1 | 3252
6302703702 | EC625IO Insertion kit | Elettrocanali | EC625IO | db | 1 | 1965
6302703698 | EC625REG Deep adjustement back plate kit | Elettrocanali | EC625REG | db | 1 | 1654
6302703701 | EC625SC Safety lock with handle | Elettrocanali | EC625SC | db | 1 | 4488
6302703700 | EC625SI Set of 4 stainless steel brackets | Elettrocanali | EC625SI | db | 1 | 7078
6302703704 | EC625SP1 Pole support kit for polyester boards - 1° and 2° dimensions | Elettrocanali | EC625SP1 | db | 1 | 16894
6302703705 | EC625SP3 Pole support kit for polyester boards - 3° and 4° dimensions | Elettrocanali | EC625SP3 | db | 1 | 21545
6302703706 | EC625SP5 Pole support kit for polyester boards - 5° and 6° dimensions | Elettrocanali | EC625SP5 | db | 1 | 28301
6302704055 | EC625ST Chiave triangolare di ricambio | Elettrocanali | EC625ST | db | 1 | 11.8
6302703699 | EC625SZ Set of 4 galvanized steel brackets | Elettrocanali | EC625SZ | db | 1 | 2690
6302700327 | EC63004 süllyesztett elosztó 1 soros 4 modul 154x160x80 RAL7035 szürke | Elettrocanali | EC63004 | db | 1 | 2960
6302700328 | EC63004B süllyesztett elosztó 1 soros 4 modul 154x160x80 RAL9001 fehér | Elettrocanali | EC63004B | db | 1 | 3548
6302703760 | EC63004BE Flush mounting modular enclosure IP40 dim.154x160x80 4 mod. white (1x4) | Elettrocanali | EC63004BE | db | 1 | 4233
6302700329 | EC63004C Flush mounting modular enclosure IP40 dim.154x160x80 4 mod. white solid door | Elettrocanali | EC63004C | db | 1 | 3548
6302703769 | EC63004CE Flush mounting modular enclosure IP40 dim.154x160x80 4 mod. w.s.d. (1x4) | Elettrocanali | EC63004CE | db | 1 | 4233
6302700330 | EC63004N Flush mounting modular enclosure IP40 dim.154x160x80 4 mod. black | Elettrocanali | EC63004N | db | 1 | 3548
6302703778 | EC63004NE Flush mounting modular enclosure IP40 dim.154x160x80 4 mod. black (1x4) | Elettrocanali | EC63004NE | db | 1 | 4233
6302700331 | EC63008 süllyesztett elosztó 1 soros 8 modul 240x194x80 RAL7035 szürke | Elettrocanali | EC63008 | db | 1 | 4518
6302700332 | EC63008B süllyesztett elosztó 1 soros 8 modul 240x194x80 RAL9001 fehér | Elettrocanali | EC63008B | db | 1 | 5409
6302703761 | EC63008BE Flush mounting modular enclosure IP40 dim.240x194x80 8 mod. white (1x8) | Elettrocanali | EC63008BE | db | 1 | 6349
6302700333 | EC63008C Flush mounting modular enclosure IP40 dim.240x194x80 8 mod. white solid door | Elettrocanali | EC63008C | db | 1 | 5409
6302703770 | EC63008CE Flush mounting modular enclosure IP40 dim.240x194x80 8 mod. w.s.d. (1x8) | Elettrocanali | EC63008CE | db | 1 | 6349
6302700334 | EC63008N Flush mounting modular enclosure IP40 dim.240x194x80 8 mod. black | Elettrocanali | EC63008N | db | 1 | 5409
6302703779 | EC63008NE Flush mounting modular enclosure IP40 dim.240x194x80 8 mod. black (1x8) | Elettrocanali | EC63008NE | db | 1 | 6349
6302700335 | EC63012 süllyesztett elosztó 1 soros 12 modul 320x240x80 RAL7035 szürke | Elettrocanali | EC63012 | db | 1 | 6209
6302700336 | EC63012B süllyesztett elosztó 1 soros 12 modul 320x240x80 RAL9001 fehér | Elettrocanali | EC63012B | db | 1 | 7444
6302703762 | EC63012BE Flush mounting modular enclosure IP40 dim.320x240x80 12 mod. white (1x12) | Elettrocanali | EC63012BE | db | 1 | 8680
6302700337 | EC63012C Flush mounting modular enclosure IP40 dim.320x240x80 12 mod. white solid door | Elettrocanali | EC63012C | db | 1 | 7444
6302703771 | EC63012CE Flush mounting modular enclosure IP40 dim.320x240x80 12 mod. w.s.d. (1x12) | Elettrocanali | EC63012CE | db | 1 | 8680
6302700338 | EC63012N Flush mounting modular enclosure IP40 dim.320x240x80 12 mod. black | Elettrocanali | EC63012N | db | 1 | 7444
6302703780 | EC63012NE Flush mounting modular enclosure IP40 dim.320x240x80 12 mod. black (1x12) | Elettrocanali | EC63012NE | db | 1 | 8680
6302703750 | EC63018 Flush mounting modular enclosure IP40 dim.430x260x80 18 mod. grey | Elettrocanali | EC63018 | db | 1 | 8307
6302703759 | EC63018B Flush mounting modular enclosure IP40 dim.430x260x80 18 mod. white | Elettrocanali | EC63018B | db | 1 | 9594
6302703763 | EC63018BE Flush mounting modular enclosure IP40 dim.430x260x80 18 mod. white (1x12) | Elettrocanali | EC63018BE | db | 1 | 10830
6302703768 | EC63018C Flush mounting modular enclosure IP40 dim.430x260x80 18 mod. white solid door | Elettrocanali | EC63018C | db | 1 | 9594
6302703772 | EC63018CE Flush mounting modular enclosure IP40 dim.430x260x80 18 mod. w.s.d. (1x12) | Elettrocanali | EC63018CE | db | 1 | 10830
6302703777 | EC63018N Flush mounting modular enclosure IP40 dim.430x260x80 18 mod. black | Elettrocanali | EC63018N | db | 1 | 9594
6302703781 | EC63018NE Flush mounting modular enclosure IP40 dim.430x260x80 18 mod. black (1x12) | Elettrocanali | EC63018NE | db | 1 | 10830
6302700339 | EC63024 süllyesztett elosztó 2 soros 24 modul 320x388x80 RAL7035 szürke | Elettrocanali | EC63024 | db | 1 | 10656
6302700340 | EC63024B süllyesztett elosztó 2 soros 24 modul 320x388x80 RAL9001 fehér | Elettrocanali | EC63024B | db | 1 | 12791
6302703764 | EC63024BE Flush mounting modular enclosure IP40 dim.320x388x80 24 mod. white (2x12) | Elettrocanali | EC63024BE | db | 1 | 14815
6302700341 | EC63024C Flush mounting modular enclosure IP40 dim.320x388x80 24 mod. white solid door | Elettrocanali | EC63024C | db | 1 | 12791
6302703773 | EC63024CE Flush mounting modular enclosure IP40 dim.320x388x80 24 mod. w.s.d. (2x12) | Elettrocanali | EC63024CE | db | 1 | 14815
6302700342 | EC63024N Flush mounting modular enclosure IP40 dim.320x388x80 24 mod. black | Elettrocanali | EC63024N | db | 1 | 12791
6302703782 | EC63024NE Flush mounting modular enclosure IP40 dim.320x388x80 24 mod. black (2x12) | Elettrocanali | EC63024NE | db | 1 | 14815
6302700343 | EC63036 süllyesztett elosztó 2 soros 36 modul 430x410x80 RAL7035 szürke | Elettrocanali | EC63036 | db | 1 | 15840
6302700344 | EC63036B süllyesztett elosztó 2 soros 36 modul 430x410x80 RAL9001 fehér | Elettrocanali | EC63036B | db | 1 | 18770
6302703765 | EC63036BE Flush mounting modular enclosure IP40 dim.430x410x80 36 mod. white (3x12) | Elettrocanali | EC63036BE | db | 1 | 21974
6302700345 | EC63036C Flush mounting modular enclosure IP40 dim.430x410x80 36 mod. white solid door | Elettrocanali | EC63036C | db | 1 | 18770
6302703774 | EC63036CE Flush mounting modular enclosure IP40 dim.430x410x80 36 mod. w.s.d. (3x12) | Elettrocanali | EC63036CE | db | 1 | 21974
6302700346 | EC63036N Flush mounting modular enclosure IP40 dim.430x410x80 36 mod. black | Elettrocanali | EC63036N | db | 1 | 18770
6302703783 | EC63036NE Flush mounting modular enclosure IP40 dim.430x410x80 36 mod. black (3x12) | Elettrocanali | EC63036NE | db | 1 | 21974
6302700347 | EC6304EQ sorkapocs-sín+tartó süllyesztett 4 modulos elosztóhoz | Elettrocanali | EC6304EQ | db | 1 | 685
6302700348 | EC63054 süllyesztett elosztó 3 soros 54 modul 430x618x80 RAL7035 szürke | Elettrocanali | EC63054 | db | 1 | 32645
6302700349 | EC63054B süllyesztett elosztó 3 soros 54 modul 430x618x80 RAL9001 fehér | Elettrocanali | EC63054B | db | 1 | 35727
6302703766 | EC63054BE Flush mounting modular enclosure IP40 dim.430x618x80 54 mod. white (4x12) | Elettrocanali | EC63054BE | db | 1 | 39934
6302700350 | EC63054C Flush mounting modular enclosure IP40 dim.430x618x80 54 mod. white solid door | Elettrocanali | EC63054C | db | 1 | 35727
6302703775 | EC63054CE Flush mounting modular enclosure IP40 dim.430x618x80 54 mod. w.s.d. (4x12) | Elettrocanali | EC63054CE | db | 1 | 39934
6302700351 | EC63054N Flush mounting modular enclosure IP40 dim.430x618x80 54 mod. black | Elettrocanali | EC63054N | db | 1 | 35727
6302703784 | EC63054NE Flush mounting modular enclosure IP40 dim.430x618x80 54 mod. black (4x12) | Elettrocanali | EC63054NE | db | 1 | 39934
6302702693 | EC63072 süllyesztett elosztó 4 soros 72 modul 450x853x119 RAL7035 szürke | Elettrocanali | EC63072 | db | 1 | 48859
6302702694 | EC63072B süllyesztett elosztó 4 soros 72 modul 450x853x119 RAL9001 fehér | Elettrocanali | EC63072B | db | 1 | 51907
6302703767 | EC63072BE Flush mounting modular enclosure IP40 dim.450x853x119 72 mod. white (4x12) | Elettrocanali | EC63072BE | db | 1 | 56114
6302702695 | EC63072C Flush mounting modular enclosure IP40 dim.450x853x119 72 mod. white solid door | Elettrocanali | EC63072C | db | 1 | 51907
6302703776 | EC63072CE Flush mounting modular enclosure IP40 dim.450x853x119 72 mod. w.s.d. (4x12) | Elettrocanali | EC63072CE | db | 1 | 56114
6302702696 | EC63072N Flush mounting modular enclosure IP40 dim.450x853x119 72 mod. black | Elettrocanali | EC63072N | db | 1 | 51907
6302703785 | EC63072NE Flush mounting modular enclosure IP40 dim.450x853x119 72 mod. black (4x12) | Elettrocanali | EC63072NE | db | 1 | 56114
6302700352 | EC6308EQ sorkapocs-sín+tartó süllyesztett 8 modulos elosztóhoz | Elettrocanali | EC6308EQ | db | 1 | 940
6302700353 | EC6312EQ sorkapocs-sín+tartó süllyesztett 12 modulos elosztóhoz | Elettrocanali | EC6312EQ | db | 1 | 1236
6302700354 | EC6324EQ sorkapocs-sín+tartó süllyesztett 24 modulos elosztóhoz | Elettrocanali | EC6324EQ | db | 1 | 2024
6302700355 | EC6336EQ sorkapocs-sín+tartó süllyesztett 36 modulos elosztóhoz | Elettrocanali | EC6336EQ | db | 1 | 3204
6302703786 | EC63508B Dry lining modular enclosure 8 modules - transparent door - RAL9001 | Elettrocanali | EC63508B | db | 1 | 6227
6302703790 | EC63508BE Dry lining modular enclosure 8 modules - transparent door - RAL9001 (1x8) | Elettrocanali | EC63508BE | db | 1 | 7167
6302703787 | EC63512B Dry lining modular enclosure 12 modules - transparent door - RAL9001 | Elettrocanali | EC63512B | db | 1 | 8573
6302703791 | EC63512BE Dry lining modular enclosure 12 modules - transparent door - RAL9001 (1x12) | Elettrocanali | EC63512BE | db | 1 | 9809
6302703788 | EC63518B Dry lining modular enclosure 18 modules - transparent door - RAL9001 | Elettrocanali | EC63518B | db | 1 | 11355
6302703792 | EC63518BE Dry lining modular enclosure 18 modules - transparent door - RAL9001 (1x12) | Elettrocanali | EC63518BE | db | 1 | 12591
6302703789 | EC63524B Dry lining modular enclosure 24 modules - transparent door - RAL9001 | Elettrocanali | EC63524B | db | 1 | 14719
6302703793 | EC63524BE Dry lining modular enclosure 24 modules - transparent door - RAL9001 (2x12) | Elettrocanali | EC63524BE | db | 1 | 16743
6302704056 | EC63536B Centralino 36 moduli P.L. - bianco | Elettrocanali | EC63536B | db | 1 | 21586
6302704057 | EC63536BE Centralino 36 moduli P.L. - bianco + morset | Elettrocanali | EC63536BE | db | 1 | 24790
6302700356 | EC6354EQ sorkapocs-sín+tartó süllyesztett 54 modulos elosztóhoz | Elettrocanali | EC6354EQ | db | 1 | 4207
6302704058 | EC63554B Centralino 54 moduli P.L. - bianco | Elettrocanali | EC63554B | db | 1 | 41085
6302704059 | EC63554BE Centralino 54 moduli P.L. - bianco + morset | Elettrocanali | EC63554BE | db | 1 | 45292
6302704060 | EC63572B Centralino 72 moduli P.L. - bianco | Elettrocanali | EC63572B | db | 1 | 59692
6302704061 | EC63572BE Centralino 72 moduli P.L. - bianco + morset | Elettrocanali | EC63572BE | db | 1 | 63899
6302700357 | EC64004 Wall surface watertight emergency mod.enclosure 150x170x100 4 red | Elettrocanali | EC64004 | db | 1 | 10482
6302700358 | EC64008 Wall surface watertight emergency mod.enclosure 200x180x100 8 red | Elettrocanali | EC64008 | db | 1 | 13720
6302700359 | EC64104 Wall surface watertight emergency mod.enclosure 150x170x100 4 grey | Elettrocanali | EC64104 | db | 1 | 10482
6302700360 | EC64108 Wall surface watertight emergency mod.enclosure 200x180x100 8 grey | Elettrocanali | EC64108 | db | 1 | 13720
6302700362 | EC64202 vészjelző falon kívüli 1NO/NC IP55 piros | Elettrocanali | EC64202 | db | 1 | 12428
6302700366 | EC64400 Üvegtörő kalapács | Elettrocanali | EC64400 | db | 1 | 3078
6302700367 | EC64401 Spare glass for 64004/64104 | Elettrocanali | EC64401 | db | 1 | 1291
6302700368 | EC64402 Spare glass for 64008/64108 | Elettrocanali | EC64402 | db | 1 | 1406
6302700369 | EC64403 Vészjelzőhöz üveglap 64201/02 | Elettrocanali | EC64403 | db | 1 | 803
6302703742 | EC64410 Spare contact NC red | Elettrocanali | EC64410 | db | 1 | 1288
6302703743 | EC64411 Spare contact NO green | Elettrocanali | EC64411 | db | 1 | 1288
6302703744 | EC64420 Lampholder with LED - AC/DC 12V - white light | Elettrocanali | EC64420 | db | 1 | 2923
6302703745 | EC64421 Lampholder with LED - AC/DC 24V- white light | Elettrocanali | EC64421 | db | 1 | 2923
6302703746 | EC64422 Lampholder with LED - AC/DC 48V- white light | Elettrocanali | EC64422 | db | 1 | 2923
6302703747 | EC64423 Lampholder with LED - AC/DC 110V- white light | Elettrocanali | EC64423 | db | 1 | 2923
6302703748 | EC64424 Lampholder with LED - AC 220V- white light | Elettrocanali | EC64424 | db | 1 | 2923
6302703812 | EC65001 Board with alveolar door 200x150x40 mm | Elettrocanali | EC65001 | db | 1 | 2046
6302703813 | EC65002 Board with alveolar door 200x150x60 mm | Elettrocanali | EC65002 | db | 1 | 2313
6302703814 | EC65003 Board with alveolar door 200x150x80 mm | Elettrocanali | EC65003 | db | 1 | 2560
6302703815 | EC65004 Board with alveolar door 300x200x40 mm | Elettrocanali | EC65004 | db | 1 | 3885
6302703816 | EC65005 Board with alveolar door 300x200x60 mm | Elettrocanali | EC65005 | db | 1 | 4144
6302703817 | EC65006 Board with alveolar door 300x200x80 mm | Elettrocanali | EC65006 | db | 1 | 4658
6302703818 | EC65007 Board with alveolar door 300x200x120 mm | Elettrocanali | EC65007 | db | 1 | 5435
6302703819 | EC65008 Board with alveolar door 400x300x60 mm | Elettrocanali | EC65008 | db | 1 | 8307
6302703820 | EC65009 Board with alveolar door 400x300x80 mm | Elettrocanali | EC65009 | db | 1 | 9013
6302703821 | EC65010 Board with alveolar door 400x300x120 mm | Elettrocanali | EC65010 | db | 1 | 10619
6302703568 | EC660162E Safety switches 16A - 2P - 155x115x105 | Elettrocanali | EC660162E | db | 1 | 8610
6302704062 | EC660162EI Interruttore rotativo Incasso Em 16A-2P | Elettrocanali | EC660162EI | db | 1 | 7215
6302703588 | EC660162M Schunting switches 16A - 2P - 155x115x105 | Elettrocanali | EC660162M | db | 1 | 8610
6302704063 | EC660162MI Interruttore rotativo Incasso Ma 16A-2P | Elettrocanali | EC660162MI | db | 1 | 7215
6302703569 | EC660163E Safety switches 16A - 3P - 155x115x105 | Elettrocanali | EC660163E | db | 1 | 9361
6302704064 | EC660163EI Interruttore rotativo Incasso Em 16A-3P | Elettrocanali | EC660163EI | db | 1 | 7807
6302703589 | EC660163M Schunting switches 16A - 3P - 155x115x105 | Elettrocanali | EC660163M | db | 1 | 9361
6302704065 | EC660163MI Interruttore rotativo Incasso Ma 16A-3P | Elettrocanali | EC660163MI | db | 1 | 7807
6302703570 | EC660164E Safety switches 16A - 4P - 155x115x105 | Elettrocanali | EC660164E | db | 1 | 10112
6302704066 | EC660164EI Interruttore rotativo Incasso Em 16A-4P | Elettrocanali | EC660164EI | db | 1 | 8455
6302703590 | EC660164M Schunting switches 16A - 4P - 155x115x105 | Elettrocanali | EC660164M | db | 1 | 10112
6302704067 | EC660164MI Interruttore rotativo Incasso Ma 16A-4P | Elettrocanali | EC660164MI | db | 1 | 8455
6302703571 | EC660202E Safety switches 20A - 2P - 155x115x105 | Elettrocanali | EC660202E | db | 1 | 8610
6302704068 | EC660202EI Interruttore rotativo Incasso Em 20A-2P | Elettrocanali | EC660202EI | db | 1 | 7215
6302703591 | EC660202M Schunting switches 20A - 2P - 155x115x105 | Elettrocanali | EC660202M | db | 1 | 8610
6302704069 | EC660202MI Interruttore rotativo Incasso Ma 20A-2P | Elettrocanali | EC660202MI | db | 1 | 7215
6302703572 | EC660203E Safety switches 20A - 3P - 155x115x105 | Elettrocanali | EC660203E | db | 1 | 9361
6302704070 | EC660203EI Interruttore rotativo Incasso Em 20A-3P | Elettrocanali | EC660203EI | db | 1 | 7807
6302703592 | EC660203M Schunting switches 20A - 3P - 155x115x105 | Elettrocanali | EC660203M | db | 1 | 9361
6302704071 | EC660203MI Interruttore rotativo Incasso Ma 20A-3P | Elettrocanali | EC660203MI | db | 1 | 7807
6302703573 | EC660204E Safety switches 20A - 4P - 155x115x105 | Elettrocanali | EC660204E | db | 1 | 10112
6302704072 | EC660204EI Interruttore rotativo Incasso Em 20A-4P | Elettrocanali | EC660204EI | db | 1 | 8455
6302703593 | EC660204M Schunting switches 20A - 4P - 155x115x105 | Elettrocanali | EC660204M | db | 1 | 10112
6302704073 | EC660204MI Interruttore rotativo Incasso Ma 20A-4P | Elettrocanali | EC660204MI | db | 1 | 8455
6302703574 | EC660322E Safety switches 32A - 2P - 155x115x105 | Elettrocanali | EC660322E | db | 1 | 9039
6302704074 | EC660322EI Interruttore rotativo Incasso Em 32A-2P | Elettrocanali | EC660322EI | db | 1 | 7548
6302703594 | EC660322M Schunting switches 32A - 2P - 155x115x105 | Elettrocanali | EC660322M | db | 1 | 9039
6302704075 | EC660322MI Interruttore rotativo Incasso Ma 32A-2P | Elettrocanali | EC660322MI | db | 1 | 7548
6302703575 | EC660323E Safety switches 32A - 3P - 155x115x105 | Elettrocanali | EC660323E | db | 1 | 9901
6302704076 | EC660323EI Interruttore rotativo Incasso Em 32A-3P | Elettrocanali | EC660323EI | db | 1 | 8270
6302703595 | EC660323M Schunting switches 32A - 3P - 155x115x105 | Elettrocanali | EC660323M | db | 1 | 9901
6302704077 | EC660323MI Interruttore rotativo Incasso Ma 32A-3P | Elettrocanali | EC660323MI | db | 1 | 8270
6302703576 | EC660324E Safety switches 32A - 4P - 155x115x105 | Elettrocanali | EC660324E | db | 1 | 10760
6302704078 | EC660324EI Interruttore rotativo Incasso Em 32A-4P | Elettrocanali | EC660324EI | db | 1 | 8991
6302703596 | EC660324M Schunting switches 32A - 4P - 155x115x105 | Elettrocanali | EC660324M | db | 1 | 10760
6302704079 | EC660324MI Interruttore rotativo Incasso Ma 32A-4P | Elettrocanali | EC660324MI | db | 1 | 8991
6302703577 | EC660402E Safety switches 40A - 2P - 155x115x105 | Elettrocanali | EC660402E | db | 1 | 11193
6302704080 | EC660402EI Interruttore rotativo Incasso Em 40A-2P | Elettrocanali | EC660402EI | db | 1 | 7548
6302703597 | EC660402M Schunting switches 40A - 2P - 155x115x105 | Elettrocanali | EC660402M | db | 1 | 11193
6302704081 | EC660402MI Interruttore rotativo Incasso Ma 40A-2P | Elettrocanali | EC660402MI | db | 1 | 7548
6302703578 | EC660403E Safety switches 40A - 3P - 155x115x105 | Elettrocanali | EC660403E | db | 1 | 12051
6302704082 | EC660403EI Interruttore rotativo Incasso Em 40A-3P | Elettrocanali | EC660403EI | db | 1 | 8270
6302703598 | EC660403M Schunting switches 40A - 3P - 155x115x105 | Elettrocanali | EC660403M | db | 1 | 12051
6302704083 | EC660403MI Interruttore rotativo Incasso Ma 40A-3P | Elettrocanali | EC660403MI | db | 1 | 8270
6302703579 | EC660404E Safety switches 40A - 4P - 155x115x105 | Elettrocanali | EC660404E | db | 1 | 12913
6302704084 | EC660404EI Interruttore rotativo Incasso Em 40A-4P | Elettrocanali | EC660404EI | db | 1 | 8991
6302703599 | EC660404M Schunting switches 40A - 4P - 155x115x105 | Elettrocanali | EC660404M | db | 1 | 12913
6302704085 | EC660404MI Interruttore rotativo Incasso Ma 40A-4P | Elettrocanali | EC660404MI | db | 1 | 8991
6302703580 | EC660632E Safety switches 63A - 2P - 205x155x125 | Elettrocanali | EC660632E | db | 1 | 17649
6302703600 | EC660632M Schunting switches 63A - 2P - 205x155x125 | Elettrocanali | EC660632M | db | 1 | 17649
6302703581 | EC660633E Safety switches 63A - 3P - 205x155x125 | Elettrocanali | EC660633E | db | 1 | 20235
6302703601 | EC660633M Schunting switches 63A - 3P - 205x155x125 | Elettrocanali | EC660633M | db | 1 | 20235
6302703582 | EC660634E Safety switches 63A - 4P - 205x155x125 | Elettrocanali | EC660634E | db | 1 | 22814
6302703602 | EC660634M Schunting switches 63A - 4P - 205x155x125 | Elettrocanali | EC660634M | db | 1 | 22814
6302703583 | EC660802E Safety switches 80A - 2P - 205x155x125 | Elettrocanali | EC660802E | db | 1 | 21527
6302703603 | EC660802M Schunting switches 80A - 2P - 205x155x125 | Elettrocanali | EC660802M | db | 1 | 21527
6302703584 | EC660803E Safety switches 80A - 3P - 205x155x125 | Elettrocanali | EC660803E | db | 1 | 25397
6302703604 | EC660803M Schunting switches 80A - 3P - 205x155x125 | Elettrocanali | EC660803M | db | 1 | 25397
6302703585 | EC660804E Safety switches 80A - 4P - 205x155x125 | Elettrocanali | EC660804E | db | 1 | 29274
6302703605 | EC660804M Schunting switches 80A - 4P - 205x155x125 | Elettrocanali | EC660804M | db | 1 | 29274
6302703586 | EC661003E Safety switches 100A - 3P - 205x155x125 | Elettrocanali | EC661003E | db | 1 | 34436
6302703606 | EC661003M Schunting switches 100A - 3P - 205x155x125 | Elettrocanali | EC661003M | db | 1 | 34436
6302703587 | EC661004E Safety switches 100A - 4P - 205x155x125 | Elettrocanali | EC661004E | db | 1 | 38743
6302703607 | EC661004M Schunting switches 100A - 4P - 205x155x125 | Elettrocanali | EC661004M | db | 1 | 38743
6302700371 | EC67004 Spare glass for 64203/04/64301 | Elettrocanali | EC67004 | db | 1 | 555
6302700372 | EC67012 Terminal blocks plastic support 04-08 mod. | Elettrocanali | EC67012 | db | 1 | 625
6302702697 | EC67018 Terminal blocks plastic support 12-24-36-54 module | Elettrocanali | EC67018 | db | 1 | 1325
6302700373 | EC680M1 Brass terminal blocks 5 hole | Elettrocanali | EC680M1 | db | 1 | 377
6302700374 | EC680M2 Brass terminal blocks 9 hole | Elettrocanali | EC680M2 | db | 1 | 710
6302700375 | EC680M3 Brass terminal blocks 13 hole | Elettrocanali | EC680M3 | db | 1 | 1003
6302700376 | EC680M4 Brass terminal blocks 5 hole | Elettrocanali | EC680M4 | db | 1 | 1354
6302700377 | EC680M5 Brass terminal blocks 7 hole | Elettrocanali | EC680M5 | db | 1 | 1617
6302700378 | EC680M6 Brass terminal blocks 10 hole | Elettrocanali | EC680M6 | db | 1 | 2583
6302703560 | EC69000E ? 40 - twist to release - dim. 96x96x105 mm | Elettrocanali | EC69000E | db | 1 | 7285
6302703561 | EC69000ES ? 40 - twist to release with vision red/green - dim. 96x96x105 mm | Elettrocanali | EC69000ES | db | 1 | 8358
6302700379 | EC69001 üres csatlakozó doboz kivágás nélkül, 2 helyes, 105x337x95mm | Elettrocanali | EC69001 | db | 1 | 5284
6302700380 | EC69002 üres csatlakozó doboz kivágás nélkül, 3 helyes, 105x430x95mm | Elettrocanali | EC69002 | db | 1 | 7248
6302700381 | EC69003 üres csatlakozó doboz kivágás nélkül, 6 helyes, 200x430x95mm | Elettrocanali | EC69003 | db | 1 | 11877
6302703562 | EC69003E ? 40 - push-pull - dim. 96x96x105 mm | Elettrocanali | EC69003E | db | 1 | 6316
6302703563 | EC69003EL ? 40 - push-pull with lens cap - dim. 96x96x105 mm | Elettrocanali | EC69003EL | db | 1 | 6316
6302700382 | EC69004 üres csatlakozó doboz kivágás nélkül, 3 helyes, 320x360x135mm | Elettrocanali | EC69004 | db | 1 | 15973
6302700383 | EC69005 üres csatlakozó doboz kivágás nélkül, 6 helyes, 320x510x135mm | Elettrocanali | EC69005 | db | 1 | 19621
6302702056 | EC69006 Blank board for 8 sockets - 19 mod. | Elettrocanali | EC69006 | db | 1 | 30148
6302703564 | EC69007E ? 40 - with key release - dim. 96x96x105 mm | Elettrocanali | EC69007E | db | 1 | 13413
6302704086 | EC690081 Quadro da cantiere da cablare 6/12 prese | Elettrocanali | EC690081 | db | 1 | 269360
6302704087 | EC690082 Quadro da cantiere da cablare 8 prese | Elettrocanali | EC690082 | db | 1 | 269360
6302704088 | EC6900889 Quadro da cantiere 8 prese IOSBF mors. | Elettrocanali | EC6900889 | db | 1 | 592740
6302704089 | EC6900899 Quadro da cantiere 8 prese IOSBF spina 63 | Elettrocanali | EC6900899 | db | 1 | 599770
6302704090 | EC69008A5 Quadro da cantiere 18 prese industriali | Elettrocanali | EC69008A5 | db | 1 | 637140
6302704091 | EC69008A6 Quadro da cantiere 18 prese industriali | Elettrocanali | EC69008A6 | db | 1 | 646020
6302704092 | EC69008E Pulsante completo di contatto NO | Elettrocanali | EC69008E | db | 1 | 7970
6302704093 | EC69008P Kit piastre in acciaio zincato | Elettrocanali | EC69008P | db | 1 | 5487
6302704094 | EC69008T Serrature standard complete di chiave | Elettrocanali | EC69008T | db | 1 | 10626
6302700384 | EC69011 üres csatlakozó doboz kivágással 2 szerelvényhez 105x337x95mm | Elettrocanali | EC69011 | db | 1 | 5939
6302700385 | EC69012 üres csatlakozó doboz kivágással 3 szerelvényhez 105x430x95mm | Elettrocanali | EC69012 | db | 1 | 7907
6302700386 | EC69013 üres csatlakozó doboz kivágással 6 szerelvényhez 200x430x95mm | Elettrocanali | EC69013 | db | 1 | 12809
6302700387 | EC69014 üres csatlakozó doboz kivágással 3 szerelvényhez 320x360x135mm | Elettrocanali | EC69014 | db | 1 | 16350
6302700388 | EC69015 üres csatlakozó doboz kivágással 6 szerelvényhez 320x510x135mm | Elettrocanali | EC69015 | db | 1 | 20158
6302702145 | EC69016 Pre-cut board for 8 sockets - 19 mod. | Elettrocanali | EC69016 | db | 1 | 31520
6302700389 | EC69021 elosztó 2 férőhelyes 4 modul 105x337x95 IP65 | Elettrocanali | EC69021 | db | 1 | 6542
6302700390 | EC6902100 Assembled distribution board ASC type 2 vert.sockets IP44 2P+T -3P+T | Elettrocanali | EC6902100 | db | 1 | 86950
6302700391 | EC6902101 Assembled distribution board ASC type 2 vert.sockets IP44 2P+T - BIV. | Elettrocanali | EC6902101 | db | 1 | 62900
6302700392 | EC6902102 Assembled distribution board ASC type 2 vert.sockets IP44 2X2P +T | Elettrocanali | EC6902102 | db | 1 | 61420
6302700393 | EC6902103 Assembled distribution board ASC type 2 vert.sockets IP44 2 BIV. | Elettrocanali | EC6902103 | db | 1 | 64380
6302700394 | EC6902104 Assembled distribution board ASC type 2 vert. sockets IP44 2X3P+T | Elettrocanali | EC6902104 | db | 1 | 87690
6302700395 | EC6902110 Assembled distribution board ASC type 2 vert.sockets IP65 2P+T -3P+T | Elettrocanali | EC6902110 | db | 1 | 89170
6302700396 | EC6902111 Assembled distribution board ASC type 2 vert.sockets IP65 2X2P+T | Elettrocanali | EC6902111 | db | 1 | 64380
6302700397 | EC6902112 Assembled distribution board ASC type 2 vert. sockets IP65 2X3P+T | Elettrocanali | EC6902112 | db | 1 | 90650
6302704095 | EC6902113 Quadro EBIKE ASC 2 prese IP55 2x2P+T | Elettrocanali | EC6902113 | db | 1 | 74000
6302700398 | EC6902120 Assembled distribution board ASD type 2 vert.sockets IP44 2P+T -3P+T | Elettrocanali | EC6902120 | db | 1 | 39960
6302700399 | EC6902121 Assembled distribution board ASD type vert. sockets IP44 2X2P+T | Elettrocanali | EC6902121 | db | 1 | 27010
6302700400 | EC6902122 Assembled distribution board ASD type 2 vert. sockets IP44 2P+T-BIV. | Elettrocanali | EC6902122 | db | 1 | 28490
6302700401 | EC6902123 Assembled distribution board ASD type 2 vert. sockets IP44 2 BIV. | Elettrocanali | EC6902123 | db | 1 | 30710
6302700402 | EC6902124 Assembled distribution board ASD type vert. sockets IP44 2X3P+T | Elettrocanali | EC6902124 | db | 1 | 37370
6302700403 | EC6902130 Assembled distribution board ASD type type 2 vert.sockets IP65 2P+T -3P+T | Elettrocanali | EC6902130 | db | 1 | 41440
6302700404 | EC6902131 Assembled distribution board ASD type 2 vert.sockets IP65 2X2P+T | Elettrocanali | EC6902131 | db | 1 | 28490
6302700405 | EC6902132 Assembled distribution board ASD type 2 vertical sockets IP65 2X3P+T | Elettrocanali | EC6902132 | db | 1 | 40700
6302700406 | EC69022 elosztó 3 férőhelyes 4 modul 105x430x95 IP65 | Elettrocanali | EC69022 | db | 1 | 8510
6302700407 | EC6902200 Assembled distribution board ASC type 3 vert.sockets IP44 2X2P+T-3P+T | Elettrocanali | EC6902200 | db | 1 | 98790
6302700408 | EC6902201 Assembled distribution board ASC type 3 vert.sockets IP44 2P+T -3P+T -3P+T+N | Elettrocanali | EC6902201 | db | 1 | 99900
6302700409 | EC6902202 Assembled distribution board ASC type 3 vert.sockets IP44 2X2P+T-BIV. | Elettrocanali | EC6902202 | db | 1 | 75110
6302700410 | EC6902203 Assembled distribution board ASC type 3 vert.sockets IP44 2P+T -2X3P+T | Elettrocanali | EC6902203 | db | 1 | 98790
6302700411 | EC6902204 Assembled distribution board ASC type 3 vert.sockets IP44 2P+T -3P+T-BIV. | Elettrocanali | EC6902204 | db | 1 | 100640
6302700412 | EC6902205 Assembled distribution board ASC type 3 vert.sockets IP44 3X2P+T | Elettrocanali | EC6902205 | db | 1 | 73630
6302700413 | EC6902206 Assembled distribution board ASC type 3 vert.sockets IP44 3X3P+T | Elettrocanali | EC6902206 | db | 1 | 90650
6302700414 | EC6902207 Assembled distribution board ASC type 3 vert.sockets IP44 3 BIV. | Elettrocanali | EC6902207 | db | 1 | 76960
6302700415 | EC6902210 Assembled distribution board ASC type 3 vert.sockets IP65 2X2P+T -3P+T | Elettrocanali | EC6902210 | db | 1 | 104340
6302700416 | EC6902211 Assembled distribution board ASC type 3 vert.sockets IP65 2P+T -2X3P+T | Elettrocanali | EC6902211 | db | 1 | 105820
6302700417 | EC6902212 Assembled distribution board ASC type 3 vert.sockets IP65 2P+T -3P+T -3P+T+N | Elettrocanali | EC6902212 | db | 1 | 105820
6302700418 | EC6902213 Assembled distribution board ASC type 3 vert.sockets IP65 3X2P+T | Elettrocanali | EC6902213 | db | 1 | 78810
6302700419 | EC6902214 Assembled distribution board ASC type 3 vert.sockets IP65 3X3P+T | Elettrocanali | EC6902214 | db | 1 | 95830
6302700420 | EC6902220 Assembled distribution board ASD type 3 vert.sockets IP44 2X2P+T -3P+T | Elettrocanali | EC6902220 | db | 1 | 55870
6302700421 | EC6902221 Assembled distribution board ASD type 3 vert.sockets IP44 2P+T -3P+T -3P+T+N | Elettrocanali | EC6902221 | db | 1 | 56610
6302700422 | EC6902222 Assembled distribution board ASD type 3 vert.sockets IP44 2X2P+T-BIV. | Elettrocanali | EC6902222 | db | 1 | 39590
6302700423 | EC6902223 Assembled distribution board ASD type 3 vert.sockets IP44 2P+T -2X3P+T | Elettrocanali | EC6902223 | db | 1 | 55870
6302700424 | EC6902224 Assembled distribution board ASD type 3 vert.sockets IP44 2P+T -3P+T-BIV. | Elettrocanali | EC6902224 | db | 1 | 56610
6302700425 | EC6902225 Assembled distribution board ASD type 3 vert.sockets IP44 3X2P+T | Elettrocanali | EC6902225 | db | 1 | 38110
6302700426 | EC6902226 Assembled distribution board ASD type 3 vert.sockets IP44 BIV. | Elettrocanali | EC6902226 | db | 1 | 41440
6302700427 | EC6902227 Assembled distribution board ASD type 3 vert.sockets IP44 3X3P+T | Elettrocanali | EC6902227 | db | 1 | 45510
6302700428 | EC6902230 Assembled distribution board ASD type 3 vert.sockets IP65 2X2P+T -3P+T | Elettrocanali | EC6902230 | db | 1 | 57350
6302700429 | EC6902231 Assembled distribution board ASD type 3 vert.sockets IP65 2P+T -2X3P+T | Elettrocanali | EC6902231 | db | 1 | 60680
6302700430 | EC6902232 Assembled distribution board ASD type 3 vert.sockets IP65 2P+T -3P+T -3P+T+N | Elettrocanali | EC6902232 | db | 1 | 61420
6302700431 | EC6902233 Assembled distribution board ASD type 3 vert.sockets IP65 3X2P+T | Elettrocanali | EC6902233 | db | 1 | 44770
6302700432 | EC6902234 Assembled distribution board ASD type 3 vert.sockets IP65 3X3P+T | Elettrocanali | EC6902234 | db | 1 | 52170
6302700433 | EC69023 elosztó 4 férőhelyes 8 modul 200x430x95 IP65 | Elettrocanali | EC69023 | db | 1 | 13631
6302700434 | EC6902300 Assembled distribution board ASC type with 4 sockets IP44 2X2P+T -2X3P+T | Elettrocanali | EC6902300 | db | 1 | 111000
6302700435 | EC6902301 Assembled distribution board ASC type 4 pr. IP44 2X2P+T -3P+T -3P+T+N | Elettrocanali | EC6902301 | db | 1 | 109890
6302700436 | EC6902302 Assembled distribution board ASC type with 4 sock. IP44 2P+T-3P+T-3P+T+N-BIV. | Elettrocanali | EC6902302 | db | 1 | 109890
6302700437 | EC6902303 Assembled distribution board ASC type with 4 sockets IP44 2X2P+T - 2 BIV. | Elettrocanali | EC6902303 | db | 1 | 102490
6302700438 | EC6902304 Assembled distribution board ASC type with 4 sockets IP44 4X2P+T | Elettrocanali | EC6902304 | db | 1 | 84730
6302700439 | EC6902305 Assembled distribution board ASC type with 4 sockets IP44 4X3P+T | Elettrocanali | EC6902305 | db | 1 | 104340
6302700440 | EC6902306 Assembled distribution board ASC type with 2 sockets IP44 2P+T 24V 150VA crep. | Elettrocanali | EC6902306 | db | 1 | 138010
6302700441 | EC6902307 Assembled distribution board ASC type with 2 sockets IP44 2P+T 24 V 150 VA | Elettrocanali | EC6902307 | db | 1 | 109890
6302702155 | EC6902308 Assembled distribution board ASC type with 4 sockets IP44 3X2P+T-1X3P+T | Elettrocanali | EC6902308 | db | 1 | 111000
6302700442 | EC6902310 Assembled distribution board ASC type with 4 sockets IP65 2X2P+T -2X3P+T | Elettrocanali | EC6902310 | db | 1 | 119510
6302700443 | EC6902311 Assembled distribution board ASC type with 4 sock. IP65 2X2P+T -3P+T -3P+T+N | Elettrocanali | EC6902311 | db | 1 | 128390
6302700444 | EC6902312 Assembled distribution board ASC type with 4 sock. IP65 2P+T -2X3P+T -3P+T+N | Elettrocanali | EC6902312 | db | 1 | 130240
6302700445 | EC6902313 Assembled distribution board ASC type with 4 sockets IP65 4X2P+T | Elettrocanali | EC6902313 | db | 1 | 92130
6302700446 | EC6902314 Assembled distribution board ASC type with 4 sockets IP65 4X3P+T | Elettrocanali | EC6902314 | db | 1 | 113220
6302702163 | EC6902318 Assembled distribution board ASC type with 4 sockets IP65 3X2P+T - 1X3P+T | Elettrocanali | EC6902318 | db | 1 | 119140
6302704096 | EC6902318T Quadro ASC 4 pr. IP65 3x2P+T-1x3P+T Tett. | Elettrocanali | EC6902318T | db | 1 | 143190
6302704097 | EC6902319 Quadro EBIKE ASC 4 prese IP55 4x2P+T | Elettrocanali | EC6902319 | db | 1 | 131720
6302700447 | EC6902320 Assembled distribution board ASD type with 4 sockets IP44 2X2P+T -2X3P+T | Elettrocanali | EC6902320 | db | 1 | 61050
6302700448 | EC6902321 Assembled distribution board ASD type with 4 sock. IP44 2X2P+T -3P+T -3P+T+N | Elettrocanali | EC6902321 | db | 1 | 62900
6302700449 | EC6902322 Assembled distribution board ASD type with 4 sock. IP44 2P+T-3P+T-3P+T+N-BIV. | Elettrocanali | EC6902322 | db | 1 | 61790
6302700450 | EC6902323 Assembled distribution board ASD type with 4 sockets IP44 2X2P+T - 2 BIV. | Elettrocanali | EC6902323 | db | 1 | 47730
6302700451 | EC6902324 Assembled distribution board ASD type with 4 sockets IP44 4X2P+T | Elettrocanali | EC6902324 | db | 1 | 45510
6302700452 | EC6902325 Assembled distribution board ASD type with 4 sockets IP44 4X3P+T | Elettrocanali | EC6902325 | db | 1 | 58830
6302702164 | EC6902326 Assembled distribution board ASD type with 4 sockets IP44 3X2P+T - 1X3P+T | Elettrocanali | EC6902326 | db | 1 | 61050
6302700453 | EC6902330 Assembled distribution board ASD type with 4 sockets IP65 2X2P+T -2X3P+T | Elettrocanali | EC6902330 | db | 1 | 67710
6302700454 | EC6902331 Assembled distribution board ASD type wth 4 sock. IP65 2X2P+T -3P+T -3P+T+N | Elettrocanali | EC6902331 | db | 1 | 69190
6302700455 | EC6902332 Assembled distribution board ASD type with 4 sock. IP65 2P+T -2X3P+T -3P+T+N | Elettrocanali | EC6902332 | db | 1 | 67710
6302700456 | EC6902333 Assembled distribution board ASD type with 4 sockets IP65 4X2P+T | Elettrocanali | EC6902333 | db | 1 | 48840
6302700457 | EC6902334 Assembled distribution board ASD type with 4 sockets IP65 4X3P+T | Elettrocanali | EC6902334 | db | 1 | 61050
6302702165 | EC6902336 Assembled distribution board ASD type with 4 sockets IP65 3X2P+T-1X3P+T | Elettrocanali | EC6902336 | db | 1 | 67340
6302700458 | EC69024 elosztó 3 férőhelyes 12 modul 320x360x135 IP65 | Elettrocanali | EC69024 | db | 1 | 17989
6302700459 | EC6902400 Assembled distribution board ASC type with 3 sockets IP44 2X2P+T -3P+T | Elettrocanali | EC6902400 | db | 1 | 121360
6302700460 | EC6902401 Assembled distribution board ASC type with 3 sockets IP44 2P+T - 2X3P+T | Elettrocanali | EC6902401 | db | 1 | 121360
6302700461 | EC6902402 Assembled distribution board ASC type with 3 sockets IP44 2P+T -3P+T -3P+T+N | Elettrocanali | EC6902402 | db | 1 | 123210
6302700462 | EC6902403 Assembled distribution board ASC type with 3 sockets IP44 2P+T -3P+T - BIV. | Elettrocanali | EC6902403 | db | 1 | 123210
6302700463 | EC6902404 Assembled distribution board ASC type with 3 sockets IP44 3X2P+T | Elettrocanali | EC6902404 | db | 1 | 110260
6302700464 | EC6902405 Assembled distribution board ASC type with 3 sockets IP44 3X3P+T | Elettrocanali | EC6902405 | db | 1 | 121360
6302700465 | EC6902410 Assembled distribution board ASC type with 3 sockets IP65 2X2P+T -3P+T | Elettrocanali | EC6902410 | db | 1 | 128390
6302700466 | EC6902411 Assembled distribution board ASC type with 3 sockets IP65 2P+T -2X3P+T | Elettrocanali | EC6902411 | db | 1 | 128390
6302700467 | EC6902412 Assembled distribution board ASC type with 3 sockets IP65 2P+T -3P+T -3P+T+N | Elettrocanali | EC6902412 | db | 1 | 130610
6302700468 | EC6902413 Assembled distribution board ASC type with 3 sockets IP65 3X2P+T | Elettrocanali | EC6902413 | db | 1 | 117660
6302700469 | EC6902414 Assembled distribution board ASC type with 3 sockets IP65 3X3P+T | Elettrocanali | EC6902414 | db | 1 | 128760
6302700470 | EC6902420 Assembled distribution board ASD type with 3 sockets IP44 2X2P+T -3P+T | Elettrocanali | EC6902420 | db | 1 | 96200
6302700471 | EC6902421 Assembled distribution board ASD type with 3 sockets IP44 2P+T -2X3P+T | Elettrocanali | EC6902421 | db | 1 | 110260
6302700472 | EC6902422 Assembled distribution board ASD type with 3 sockets IP44 2P+T -3P+T -3P+T+N | Elettrocanali | EC6902422 | db | 1 | 111370
6302700473 | EC6902423 Assembled distribution board ASD type with 3 sockets IP44 2P+T -3P+T - BIV. | Elettrocanali | EC6902423 | db | 1 | 83990
6302700474 | EC6902424 Assembled distribution board ASD type with 3 sockets IP44 3X2P+T | Elettrocanali | EC6902424 | db | 1 | 82510
6302700475 | EC6902425 Assembled distribution board ASD type with 3 sockets IP44 3X3P+T | Elettrocanali | EC6902425 | db | 1 | 99530
6302700476 | EC6902430 Assembled distribution board ASD type with 3 sockets IP65 2X2P+T -3P+T | Elettrocanali | EC6902430 | db | 1 | 101010
6302700477 | EC6902431 Assembled distribution board ASD type with 3 sockets IP65 2P+T -2X3P+T | Elettrocanali | EC6902431 | db | 1 | 115070
6302700478 | EC6902432 Assembled distribution board ASD type with 3 sockets IP65 2P+T -3P+T -3P+T+N | Elettrocanali | EC6902432 | db | 1 | 116920
6302700479 | EC6902433 Assembled distribution board ASD type with 3 sockets IP65 3X2P+T | Elettrocanali | EC6902433 | db | 1 | 86950
6302700480 | EC6902434 Assembled distribution board ASD type with 3 sockets IP65 3X3P+T | Elettrocanali | EC6902434 | db | 1 | 103230
6302700493 | EC69025 elosztó 6 férőhelyes 12 modul 320x510x135 IP65 | Elettrocanali | EC69025 | db | 1 | 21804
6302700494 | EC6902500 Assembled distribution board ASC type 6 sockets IP44 3X2P+T -3X3P+T | Elettrocanali | EC6902500 | db | 1 | 195360
6302700495 | EC6902501 Assembled distribution board ASC type 6 sockets IP44 3X2P+T -3X3P+T | Elettrocanali | EC6902501 | db | 1 | 209050
6302700496 | EC6902502 Assembled distribution board ASC type 6 sockets IP44 2X2P+T-2X3P+T-3P+T+N-B. | Elettrocanali | EC6902502 | db | 1 | 202020
6302700497 | EC6902503 Assembled distribution board ASC type 6 sockets IP44 2X2P+T-3P+T-3P+T+N-2B. | Elettrocanali | EC6902503 | db | 1 | 205350
6302700498 | EC6902504 Assembled distribution board ASC type 6 sockets IP44 6X2P+T | Elettrocanali | EC6902504 | db | 1 | 187590
6302700499 | EC6902505 Assembled distribution board ASC type 6 sockets IP44 6X2P+T | Elettrocanali | EC6902505 | db | 1 | 190550
6302700500 | EC6902510 Assembled distribution board ASC type 6 sockets IP44 6X3P+T | Elettrocanali | EC6902510 | db | 1 | 206090
6302700501 | EC6902511 Assembled distribution board ASC type 6 sockets IP65 3X2P+T -3X3P+T | Elettrocanali | EC6902511 | db | 1 | 219780
6302700502 | EC6902512 Assembled distribution board ASC type 6 sockets IP65 3X2P+T-2X3P+T-3P+T+N | Elettrocanali | EC6902512 | db | 1 | 223850
6302700503 | EC6902513 Assembled distribution board ASC type 6 sockets IP65 6X2P+T | Elettrocanali | EC6902513 | db | 1 | 200170
6302700504 | EC6902514 Assembled distribution board ASC type 6 sockets IP65 6X2P+T | Elettrocanali | EC6902514 | db | 1 | 203130
6302701691 | EC6902515 Assembled distribution board ASC type 6 sockets IP65 4x2P+T-2X3P+T | Elettrocanali | EC6902515 | db | 1 | 223850
6302700505 | EC6902520 Assembled distribution board ASC type 6 sockets IP65 6X3P+T | Elettrocanali | EC6902520 | db | 1 | 138010
6302700506 | EC6902521 Assembled distribution board ASD type 6 sockets IP44 3X2P+T -3X3P+T | Elettrocanali | EC6902521 | db | 1 | 142820
6302700507 | EC6902522 Assembled distribution board ASD type 6sockets IP44 2X2P+T-2X3P+T-3P+T+N-B. | Elettrocanali | EC6902522 | db | 1 | 142820
6302700508 | EC6902523 Assembled distribution board ASD type 6 sockets IP44 2X2P+T -3P+T+N-2 BIV. | Elettrocanali | EC6902523 | db | 1 | 143560
6302700509 | EC6902524 Assembled distribution board ASD type 6 sockets IP44 6X2P+T | Elettrocanali | EC6902524 | db | 1 | 136160
6302700510 | EC6902525 Assembled distribution board ASD type 6 sockets IP44 6X2P+T | Elettrocanali | EC6902525 | db | 1 | 146150
6302700511 | EC6902530 Assembled distribution board ASD type 6 sockets IP44 6X3P+T | Elettrocanali | EC6902530 | db | 1 | 142820
6302700512 | EC6902531 Assembled distribution board ASD type 6 sockets IP65 3X2P+T -3X3P+T | Elettrocanali | EC6902531 | db | 1 | 147630
6302700513 | EC6902532 Assembled distribution board ASD type 6 sockets IP65 3X2P+T-2X3P+T-3P+T+N | Elettrocanali | EC6902532 | db | 1 | 147630
6302700514 | EC6902533 Assembled distribution board ASD type 6 sockets IP65 6X2P+T | Elettrocanali | EC6902533 | db | 1 | 140230
6302700515 | EC6902534 Assembled distribution board ASD type 6 sockets IP65 6X2P+T | Elettrocanali | EC6902534 | db | 1 | 150590
6302701690 | EC6902535 Assembled distribution board ASD type 6 sockets IP65 4x2P+T-2x3P+T | Elettrocanali | EC6902535 | db | 1 | 147630
6302702210 | EC69026 elosztó 8 férőhelyes 19 modul 320x510x135 IP65 | Elettrocanali | EC69026 | db | 1 | 35631
6302703641 | EC6902600 Assembled distribution board ACS type 8 sockets IP44 8x2P | Elettrocanali | EC6902600 | db | 1 | 201280
6302703642 | EC6902601 Assembled distribution board ACS type 8 sockets IP44 4x2P-4x3P | Elettrocanali | EC6902601 | db | 1 | 203500
6302703643 | EC6902602 Assembled distribution board ACS type 8 sockets IP44 4x2P-4x3P+N | Elettrocanali | EC6902602 | db | 1 | 205350
6302703644 | EC6902603 Assembled distribution board ACS type 8 sockets IP44 4x2P-2x3P-2x3P+N | Elettrocanali | EC6902603 | db | 1 | 204240
6302703645 | EC6902610 Assembled distribution board ACS type 8 sockets IP65 8x2P | Elettrocanali | EC6902610 | db | 1 | 205350
6302703646 | EC6902611 Assembled distribution board ACS type 8 sockets IP65 4x2P-4x3P | Elettrocanali | EC6902611 | db | 1 | 207570
6302703647 | EC6902612 Assembled distribution board ACS type 8 sockets IP65 4x2P-4x3P+N | Elettrocanali | EC6902612 | db | 1 | 209050
6302703648 | EC6902613 Assembled distribution board ACS type 8 sockets IP65 4x2P-2x3P-2x3P+N | Elettrocanali | EC6902613 | db | 1 | 208310
6302703633 | EC6902620 Assembled distribution board DBO type 8 sockets IP44 8x2P | Elettrocanali | EC6902620 | db | 1 | 144670
6302703634 | EC6902621 Assembled distribution board DBO type 8 sockets IP44 4x2P-4x3P | Elettrocanali | EC6902621 | db | 1 | 147260
6302703635 | EC6902622 Assembled distribution board DBO type 8 sockets IP44 4x2P-4x3P+N | Elettrocanali | EC6902622 | db | 1 | 148740
6302703636 | EC6902623 Assembled distribution board DBO type 8 sockets IP44 4x2P-2x3P-2x3P+N | Elettrocanali | EC6902623 | db | 1 | 148000
6302703637 | EC6902630 Assembled distribution board DBO type 8 sockets IP65 8x2P | Elettrocanali | EC6902630 | db | 1 | 148740
6302703638 | EC6902631 Assembled distribution board DBO type 8 sockets IP65 4x2P-4x3P | Elettrocanali | EC6902631 | db | 1 | 151330
6302703639 | EC6902632 Assembled distribution board DBO type 8 sockets IP65 4x2P-4x3P+N | Elettrocanali | EC6902632 | db | 1 | 152810
6302703640 | EC6902633 Assembled distribution board DBO type 8 sockets IP65 4x2P-2x3P-2x3P+N | Elettrocanali | EC6902633 | db | 1 | 152070
6302703982 | EC6902D German angled plug | Elettrocanali | EC6902D | db | 1 | 2279
6302703980 | EC6902F Belgian/French angled plug | Elettrocanali | EC6902F | db | 1 | 2457
6302700532 | EC69034 Flanged board for 2 interlocked sockets without fuse holder - 12 mod. | Elettrocanali | EC69034 | db | 1 | 17989
6302700533 | EC69035 Flanged board for 4 interlocked sockets without fuse holder - 12 mod. | Elettrocanali | EC69035 | db | 1 | 21804
6302702211 | EC69036 Flanged board for 4 interlocked sockets without fuse holder - 19 mod. | Elettrocanali | EC69036 | db | 1 | 35631
6302703983 | EC6903D German straight plug | Elettrocanali | EC6903D | db | 1 | 1521
6302703981 | EC6903F Belgian/French straight plug | Elettrocanali | EC6903F | db | 1 | 2268
6302700534 | EC69040 Metallic support for distribution boards dim. 350x440x720 | Elettrocanali | EC69040 | db | 1 | 18500
6302702228 | EC69040T Metallic support with protectin for 8 mod. boards | Elettrocanali | EC69040T | db | 1 | 24050
6302700535 | EC69041 Metallic support for distribution boards dim. 350x440x770 | Elettrocanali | EC69041 | db | 1 | 31080
6302702229 | EC69041T Metallic support with protectin for 8 mod. boards | Elettrocanali | EC69041T | db | 1 | 37370
6302702230 | EC69045 Flanged board for 2 vertical sockets with fuse holder - 12 mod. | Elettrocanali | EC69045 | db | 1 | 21804
6302702279 | EC69046 Flanged board for 3 vertical sockets with fuse holder - 19 mod. | Elettrocanali | EC69046 | db | 1 | 35631
6302700536 | EC69050 Panel mounting inclined socket 309 IP44 220/240V 2P+T 16A | Elettrocanali | EC69050 | db | 1 | 1765
6302700537 | EC690501 Wall mounting inclined socket IP44 220V 2P+T16A | Elettrocanali | EC690501 | db | 1 | 2549
6302702305 | EC690501D Wall mounting straight socket IP44 220V 2P+T16A | Elettrocanali | EC690501D | db | 1 | 2549
6302700538 | EC69051 Panel mounting inclined socket 309 IP67 220/240V 2P+T 16A | Elettrocanali | EC69051 | db | 1 | 2498
6302700539 | EC690510 Adaptor 16A 2P+T industrial to schuko | Elettrocanali | EC690510 | db | 1 | 4751
6302700540 | EC690511 Wall mounting inclined socket IP67 220V 2P+T16A | Elettrocanali | EC690511 | db | 1 | 3282
6302702306 | EC690511D Wall mounting inclined straight IP67 220V 2P+T16A | Elettrocanali | EC690511D | db | 1 | 3282
6302700541 | EC690512 Adaptor 16A 2P+T schuko to industrial | Elettrocanali | EC690512 | db | 1 | 4658
6302700542 | EC690513 Adaptor pettine a industriale 16A 2P+T | Elettrocanali | EC690513 | db | 1 | 3915
6302701688 | EC690514 Panel mounting socket 50x50 2P+T 220/250V Schuko/F | Elettrocanali | EC690514 | db | 1 | 1295
6302701689 | EC690515 Panel mounting socket 50x50 2P+T 220/250V Schucko/IT | Elettrocanali | EC690515 | db | 1 | 1306
6302700543 | EC69052 Panel mounting inclined socket 309 IP44 380/415V 3P+T 16A | Elettrocanali | EC69052 | db | 1 | 1906
6302700545 | EC690521 ráépíthető dugalj IP44 380V 3P+T16A | Elettrocanali | EC690521 | db | 1 | 2690
6302702307 | EC690521D Wall mounting straight socket IP44 380V 3P+T16A | Elettrocanali | EC690521D | db | 1 | 2690
6302704098 | EC690525 Adattatore 16A 2P+T industr. a SCHUKO biv. | Elettrocanali | EC690525 | db | 1 | 3693
6302700546 | EC69053 Panel mounting inclined socket 309 IP67 380/415V 3P+T 16A | Elettrocanali | EC69053 | db | 1 | 2916
6302701678 | EC690530 Adaptor 3P+N+T indutrial to schuko sockets | Elettrocanali | EC690530 | db | 1 | 3996
6302700547 | EC690531 Wall mounting inclined socket IP67 380V 3P+T16A | Elettrocanali | EC690531 | db | 1 | 3700
6302702308 | EC690531D Wall mounting straight socket IP67 380V 3P+T16A | Elettrocanali | EC690531D | db | 1 | 3700
6302700548 | EC69054 beépíthető dugalj 3P+N+F 16A IP44 | Elettrocanali | EC69054 | db | 1 | 2161
6302701679 | EC690540 Adaptor 3P+N+T indutrial to 2 double entrance sockets | Elettrocanali | EC690540 | db | 1 | 4318
6302700549 | EC690541 Wall mounting inclined socket IP44 380V3P+T+N16A | Elettrocanali | EC690541 | db | 1 | 2945
6302702309 | EC690541D Wall mounting straight socket IP44 380V3P+T+N16A | Elettrocanali | EC690541D | db | 1 | 2945
6302700550 | EC69055 Panel mounting inclined socket 309 IP67 380/415V 3P+T+N 16A | Elettrocanali | EC69055 | db | 1 | 3463
6302700551 | EC690551 Wall mounting inclined socket IP67 380V3P+T+N16A | Elettrocanali | EC690551 | db | 1 | 4248
6302702310 | EC690551D Wall mounting straight socket IP67 380V3P+T+N16A | Elettrocanali | EC690551D | db | 1 | 4248
6302700552 | EC69056 beépíthető csapfedeles dugalj 2P+F 16A 230V IP55 | Elettrocanali | EC69056 | db | 1 | 4063
6302700553 | EC690561 Wall mounting inclined socket IP44 380V3P+T32A | Elettrocanali | EC690561 | db | 1 | 3881
6302702311 | EC690561D Wall mounting straight socket IP44 380V3P+T32A | Elettrocanali | EC690561D | db | 1 | 3881
6302702312 | EC69056F Box with door for schuko-BIV.10/16 A - french socket included | Elettrocanali | EC69056F | db | 1 | 4063
6302700554 | EC69057 Wall mounting inclined socket IP44 380V3P+T32A | Elettrocanali | EC69057 | db | 1 | 1580
6302700555 | EC690571 Wall mounting inclined socket IP67 380V3P+T32A | Elettrocanali | EC690571 | db | 1 | 5369
6302702313 | EC690571D Wall mounting straight socket IP67 380V3P+T32A | Elettrocanali | EC690571D | db | 1 | 5369
6302700556 | EC69058 Panel mounting inclined socket IP67 380/415V 3P+T 32A | Elettrocanali | EC69058 | db | 1 | 4584
6302700557 | EC690581 Wall mounting inclined socket IP44 380V 3P+T+N32A | Elettrocanali | EC690581 | db | 1 | 4177
6302702314 | EC690581D Wall mounting straight socket IP44 380V 3P+T+N32A | Elettrocanali | EC690581D | db | 1 | 4177
6302700558 | EC69059 Panel mounting inclined socket IP67 380/415V 3P+T+N 32A | Elettrocanali | EC69059 | db | 1 | 4991
6302700559 | EC690591 Wall mounting inclined socket IP67 380V3P+T+N32A | Elettrocanali | EC690591 | db | 1 | 5776
6302702315 | EC690591D Wall mounting straight socket IP67 380V3P+T+N32A | Elettrocanali | EC690591D | db | 1 | 5776
6302700560 | EC69060 Beép.dugalj 3P+F 32A IP44 | Elettrocanali | EC69060 | db | 1 | 3097
6302703566 | EC69060E ? 60 - twist to release - dim. 96x96x105 mm | Elettrocanali | EC69060E | db | 1 | 8099
6302700561 | EC69061 Beép.dugalj 3P+N-F 32A IP44 | Elettrocanali | EC69061 | db | 1 | 3393
6302703567 | EC69063E ? 60 - push-pull - dim. 96x96x105 mm | Elettrocanali | EC69063E | db | 1 | 6556
6302703986 | EC6906D German socket IP20 | Elettrocanali | EC6906D | db | 1 | 1972
6302703984 | EC6906F Belgian/French socket IP20 | Elettrocanali | EC6906F | db | 1 | 2660
6302700562 | EC69070 Straight plug IP44 220/240V 2P+T 16A | Elettrocanali | EC69070 | db | 1 | 1121
6302704099 | EC690701 Spina base inclinata IP44 220V 2P+T16A | Elettrocanali | EC690701 | db | 1 | 2546
6302700563 | EC690702 2-way multiplier IP44 220V 2P+T 16A | Elettrocanali | EC690702 | db | 1 | 9491
6302700564 | EC690703 3-way multiplier IP44 220 2P+T 16A | Elettrocanali | EC690703 | db | 1 | 12650
6302700565 | EC69071 Straight plug IP67 220V/240 2P+T 16A | Elettrocanali | EC69071 | db | 1 | 2486
6302704100 | EC690711 Spina base inclinata IP67 220V 2P+T16A | Elettrocanali | EC690711 | db | 1 | 4547
6302700566 | EC690712 2-way multiplier IP67 220V 2P+T 16A | Elettrocanali | EC690712 | db | 1 | 11082
6302700567 | EC690713 3-way multiplier IP67 220V 2P+T 16A | Elettrocanali | EC690713 | db | 1 | 14234
6302703557 | EC690714-20 3-way multiplier IP67 220V 2P+T 16A-20MT | Elettrocanali | EC690714-20 | db | 1 | 49676
6302703558 | EC690714-30 3-way multiplier IP67 220V 2P+T 16A-30MT | Elettrocanali | EC690714-30 | db | 1 | 62097
6302700568 | EC69072 Straight plug IP44 380/415V 3P+T 16A | Elettrocanali | EC69072 | db | 1 | 1351
6302704101 | EC690721 Spina base inclinata IP44 380V 3P+T16A | Elettrocanali | EC690721 | db | 1 | 2683
6302700569 | EC690722 2-way multiplier IP44 380V 3P+T 16A | Elettrocanali | EC690722 | db | 1 | 10460
6302700570 | EC690723 3-way multiplier IP44 380V 3P+T 16A | Elettrocanali | EC690723 | db | 1 | 13657
6302703992 | EC69072P Phase inverter 3P+T IP44 380V 16A | Elettrocanali | EC69072P | db | 1 | 4858
6302700571 | EC69073 Straight plug IP67 380/415V 3P+T 16A | Elettrocanali | EC69073 | db | 1 | 2986
6302704102 | EC690731 Spina base inclinata IP67 380V 3P+T16A | Elettrocanali | EC690731 | db | 1 | 5187
6302700572 | EC690732 2-way multiplier IP67 380V 3P+T 16A | Elettrocanali | EC690732 | db | 1 | 12018
6302700573 | EC690733 3-way multiplier IP67 380V 3P+T 16A | Elettrocanali | EC690733 | db | 1 | 16080
6302703996 | EC69073P Phase inverter 3P+T IP67 380V 16A | Elettrocanali | EC69073P | db | 1 | 5835
6302700574 | EC69074 Straight plug IP44 380/415V 3P+T+N 16A | Elettrocanali | EC69074 | db | 1 | 1706
6302704103 | EC690741 Spina base inclinata IP44 380V 3P+N+T16A | Elettrocanali | EC690741 | db | 1 | 2942
6302700575 | EC690743 3-way multiplier IP44 380V 3P+T+N16A | Elettrocanali | EC690743 | db | 1 | 18067
6302703993 | EC69074P Phase inverter 3P+N+T IP44 380V 16A | Elettrocanali | EC69074P | db | 1 | 5565
6302700576 | EC69075 Straight plug IP67 380/415V 3P+T+N 16A | Elettrocanali | EC69075 | db | 1 | 3360
6302704104 | EC690751 Spina base inclinata IP67 380V 3P+N+T16A | Elettrocanali | EC690751 | db | 1 | 5361
6302700577 | EC690753 3-way multiplier IP67 380V 3P+T+N16A | Elettrocanali | EC690753 | db | 1 | 21830
6302703559 | EC690754-3 3-way multiplier IP67 380/220V 2P+T 16A-3MT | Elettrocanali | EC690754-3 | db | 1 | 32382
6302703997 | EC69075P Phase inverter 3P+N+T IP67 380V 16A | Elettrocanali | EC69075P | db | 1 | 6912
6302700578 | EC69076 Straight plug IP44 380/415V 3P+T 32A | Elettrocanali | EC69076 | db | 1 | 2516
6302704105 | EC690761 Spina base inclinata IP44 380V 3P+T32A | Elettrocanali | EC690761 | db | 1 | 3885
6302700579 | EC690763 3-way multiplier IP44 380V 3P+T 32A | Elettrocanali | EC690763 | db | 1 | 22903
6302703994 | EC69076P Phase inverter 3P+T IP44 380V 32A | Elettrocanali | EC69076P | db | 1 | 7104
6302700580 | EC69077 Straight plug IP67 380/415V 3P+T 32A | Elettrocanali | EC69077 | db | 1 | 4351
6302704106 | EC690771 Spina base inclinata IP67 380V 3P+T32A | Elettrocanali | EC690771 | db | 1 | 6024
6302700581 | EC690773 3-way multiplier IP67 380V 3P+T 32A | Elettrocanali | EC690773 | db | 1 | 25759
6302703998 | EC69077P Phase inverter 3P+T IP67 380V 32A | Elettrocanali | EC69077P | db | 1 | 8036
6302700582 | EC69078 Straight plug IP44 380/415V 3P+T+N 32A | Elettrocanali | EC69078 | db | 1 | 2853
6302704107 | EC690781 Spina base inclinata IP44 380V 3P+N+T32A | Elettrocanali | EC690781 | db | 1 | 4181
6302700583 | EC690783 3-way multiplier IP44 380V 3P+T+N32A | Elettrocanali | EC690783 | db | 1 | 24531
6302703995 | EC69078P Phase inverter 3P+N+T IP44 380V 32A | Elettrocanali | EC69078P | db | 1 | 7400
6302700584 | EC69079 Straight plug IP67 380/415V 3P+T+N 32A | Elettrocanali | EC69079 | db | 1 | 4862
6302704108 | EC690791 Spina base inclinata IP67 380V 3P+N+T32A | Elettrocanali | EC690791 | db | 1 | 6120
6302700585 | EC690793 3-way multiplier IP67 380V 3P+T+N32A | Elettrocanali | EC690793 | db | 1 | 26200
6302703999 | EC69079P Phase inverter 3P+N+T IP67 380V 32A | Elettrocanali | EC69079P | db | 1 | 9239
6302703987 | EC6907D German socket IP44 (cap) | Elettrocanali | EC6907D | db | 1 | 3382
6302703985 | EC6907F Belgian/French socket IP44 (cap) | Elettrocanali | EC6907F | db | 1 | 3041
6302700586 | EC69080 Straight socket IP44 220V 2P+T 16A | Elettrocanali | EC69080 | db | 1 | 1706
6302700587 | EC69081 Straight socket IP67 220V 2P+T 16A | Elettrocanali | EC69081 | db | 1 | 3249
6302700588 | EC69082 Straight socket IP44 380V 3P+T 16A | Elettrocanali | EC69082 | db | 1 | 1972
6302700589 | EC69083 Straight socket IP67 380V 3P+T 16A | Elettrocanali | EC69083 | db | 1 | 3545
6302700590 | EC69084 Straight socket IP44 380V 3P+T+N 16A | Elettrocanali | EC69084 | db | 1 | 2309
6302700591 | EC69085 Straight socket IP67 380V 3P+T+N 16A | Elettrocanali | EC69085 | db | 1 | 4003
6302700592 | EC69086 Straight socket IP44 380V 3P+T 32A | Elettrocanali | EC69086 | db | 1 | 3574
6302700593 | EC69087 Straight socket IP67 380V 3P+T 32A | Elettrocanali | EC69087 | db | 1 | 6024
6302700594 | EC69088 Straight socket IP44 380V 3P+T+N 32A | Elettrocanali | EC69088 | db | 1 | 4059
6302700595 | EC69089 Straight socket IP67 380V 3P+T+N 32A | Elettrocanali | EC69089 | db | 1 | 6701
6302700596 | EC69090 Panel mounting horiz.interl. socket IP44 220V 2P+T 16A | Elettrocanali | EC69090 | db | 1 | 9775
6302700597 | EC690900 Wall mounting box interlocked horizontal sockets without fuse holder | Elettrocanali | EC690900 | db | 1 | 907
6302700600 | EC6909004 Wall mounting box interlocked vertical sockets with fuse holder | Elettrocanali | EC6909004 | db | 1 | 2457
6302700603 | EC690901 Horiz.interl. socket with base IP44 220V 2P+T 16A | Elettrocanali | EC690901 | db | 1 | 10682
6302700606 | EC6909014 Box for interlocked vertical sockets 1 socket | Elettrocanali | EC6909014 | db | 1 | 8225
6302702316 | EC690901F Wall mounting horizontal interlocked socket with fuse holder IP44 220V 2P+T 16A | Elettrocanali | EC690901F | db | 1 | 13065
6302700611 | EC6909024 Modular box for 2 vertical interlocked sockets with fuse holder | Elettrocanali | EC6909024 | db | 1 | 13705
6302702319 | EC6909034 Modular box for 3 vertical interlocked sockets with fuse holder | Elettrocanali | EC6909034 | db | 1 | 19188
6302703508 | EC690904 Panel mounting vertical interlocked socket IP44 220V 2P+T 16A | Elettrocanali | EC690904 | db | 1 | 9668
6302703530 | EC6909041 Wall mounting vertical interlocked socket IP44 220V 2P+T 16A | Elettrocanali | EC6909041 | db | 1 | 12125
6302702320 | EC6909041F Wall mounting vertical interlocked socket with fuse holder IP44 220V 2P+T 16A | Elettrocanali | EC6909041F | db | 1 | 14733
6302702321 | EC6909044 Modular box for 4 vertical interlocked sockets with fuse holder | Elettrocanali | EC6909044 | db | 1 | 27413
6302702322 | EC690904F Panel mounting horizontal interlocked socket with fuse holder IP44 220V 2P+T 16A | Elettrocanali | EC690904F | db | 1 | 12277
6302702323 | EC690905 Modular box for horizontal interlocked sockets with fuse holder | Elettrocanali | EC690905 | db | 1 | 1143
6302702324 | EC69090F Panel mounting horizontal interlocked socket with fuse holder IP44 220V 2P+T 16A | Elettrocanali | EC69090F | db | 1 | 11921
6302700642 | EC69091 Panel mounting horizontal interlocked socket without fuse holder IP67 220V 2P+T 16A | Elettrocanali | EC69091 | db | 1 | 11718
6302700643 | EC690910 Interlocked socket box for flush mounting installation | Elettrocanali | EC690910 | db | 1 | 2664
6302700648 | EC690911 Wall mounting horizontal interlocked socket with fuse holder IP44 220V 2P+T 16A | Elettrocanali | EC690911 | db | 1 | 12624
6302702325 | EC690911F Wall mounting horizontal interlocked socket with fuse holder IP67 220V 2P+T 16A | Elettrocanali | EC690911F | db | 1 | 14985
6302703517 | EC690914 Panel mounting vertical interlocked socket IP65 220V 2P+T 16A | Elettrocanali | EC690914 | db | 1 | 10730
6302703539 | EC6909141 Wall mounting vertical interlocked socket IP65 220V 2P+T 16A | Elettrocanali | EC6909141 | db | 1 | 13187
6302702328 | EC6909141F Wall mounting vertical interlocked socket with fuse holder IP67 220V 2P+T 16A | Elettrocanali | EC6909141F | db | 1 | 15459
6302702329 | EC690914F Panel mounting vertical interlocked socket with fuse holder IP67 220V 2P+T 16A | Elettrocanali | EC690914F | db | 1 | 13002
6302702330 | EC69091F Panel mounting horizontal interlocked socket with fuse holder IP67 220V 2P+T 16A | Elettrocanali | EC69091F | db | 1 | 13842
6302700649 | EC69092 Panel mounting horizontal interlocked socket without fuse holder IP67 380V 2P+T 16A | Elettrocanali | EC69092 | db | 1 | 11415
6302703553 | EC690920 Flush mounting box for vertical interlocked socket | Elettrocanali | EC690920 | db | 1 | 3193
6302700650 | EC690921 Wall mounting horizontal interlocked socket without fuse holder IP44 380V 3P+T 16A | Elettrocanali | EC690921 | db | 1 | 12321
6302702331 | EC690921F Wall mounting horizontal interlocked socket with fuse holder IP44 380V 3P+T 16A | Elettrocanali | EC690921F | db | 1 | 14793
6302703510 | EC690924 Panel mounting vertical interlocked socket IP44 380 3P+T 16A | Elettrocanali | EC690924 | db | 1 | 10771
6302703532 | EC6909241 Wall mounting vertical interlocked socket IP44 380V 2P+T 16A | Elettrocanali | EC6909241 | db | 1 | 13228
6302702334 | EC6909241F Wall mounting vertical interlocked socket with fuse holder IP44 380V 2P+T 16A | Elettrocanali | EC6909241F | db | 1 | 17039
6302702335 | EC690924F Panel mounting vertical interlocked socket with fuse holder IP44 380 3P+T 16A | Elettrocanali | EC690924F | db | 1 | 14582
6302702336 | EC69092F Wall mounting horizontal interlocked socket with fuse holder IP44 380V 3P+T 16A | Elettrocanali | EC69092F | db | 1 | 13649
6302700651 | EC69093 Panel mounting horizontal interlocked socket without fuse holder IP67 380V 3P+T 16A | Elettrocanali | EC69093 | db | 1 | 13394
6302703554 | EC690930 Dry lining box with flange for interlocked vertical sockets | Elettrocanali | EC690930 | db | 1 | 6649
6302700652 | EC690931 Wall mounting horizontal interlocked socket without fuse holder IP67 380V 3P+T 16A | Elettrocanali | EC690931 | db | 1 | 14301
6302702337 | EC690931F Wall mounting horizontal interlocked socket without fuse holder IP67 380V 3P+T 16A | Elettrocanali | EC690931F | db | 1 | 17457
6302703519 | EC690934 Panel mounting vertical interlocked socket IP65 380V 3P+T 16A | Elettrocanali | EC690934 | db | 1 | 11744
6302703541 | EC6909341 Wall mounting vertical interlocked socket IP65 380V 3P+T 16A | Elettrocanali | EC6909341 | db | 1 | 14201
6302702340 | EC6909341F Panel mounting vertical interlocked socket with fuse holder IP67 380V 3P+T 16A | Elettrocanali | EC6909341F | db | 1 | 18097
6302702341 | EC690934F Panel mounting vertical interlocked socket with fuse holder IP67 380V 3P+T 16A | Elettrocanali | EC690934F | db | 1 | 15640
6302702342 | EC69093F Panel mounting horizontal interlocked socket with fuse holder IP67 380V 3P+T 16A | Elettrocanali | EC69093F | db | 1 | 16313
6302700653 | EC69094 Panel mounting horizontal interlocked socket without fuse holder IP44 380V 3P+N+T16A | Elettrocanali | EC69094 | db | 1 | 13028
6302700654 | EC690941 Wall mounting horizontal interlocked socket without fuse holder IP44 380V 3P+N+T 16A | Elettrocanali | EC690941 | db | 1 | 13934
6302702343 | EC690941F Wall mounting horizontal interlocked socket with fuse holder IP44 380V 3P+TN16A | Elettrocanali | EC690941F | db | 1 | 16040
6302703511 | EC690944 Panel mounting vertical interlocked socket IP44 380V 3P+N+T 16A | Elettrocanali | EC690944 | db | 1 | 11744
6302703533 | EC6909441 Wall mounting vertical interlocked socket IP44 380V 3P+N+T 16A | Elettrocanali | EC6909441 | db | 1 | 14201
6302702346 | EC6909441F Wall mounting vertical interlocked socket with fuse holder IP44 380V 3P+N+T16A | Elettrocanali | EC6909441F | db | 1 | 18285
6302702347 | EC690944F Panel mounting vertical interlocked socket with fuse holder IP44 380V 3P+N+T16A | Elettrocanali | EC690944F | db | 1 | 15829
6302702348 | EC69094F Panel mounting horizontal interlocked socket with fuse holder IP44 380V3P+N+T16A | Elettrocanali | EC69094F | db | 1 | 14896
6302700655 | EC69095 Panel mounting horizontal interlocked socket without fuse holder IP67 380V 3P+N+T16A | Elettrocanali | EC69095 | db | 1 | 14659
6302700656 | EC690951 Wall mounting horizontal interlocked socket without fuse holder IP67 380V 3P+N+T16A | Elettrocanali | EC690951 | db | 1 | 15566
6302702349 | EC690951F Wall mounting horizontal interlocked socket with fuse holder IP67 380V3P+N+T16A | Elettrocanali | EC690951F | db | 1 | 18748
6302703520 | EC690954 Panel mounting vertical interlocked socket IP65 380V 3P+N+T 16A | Elettrocanali | EC690954 | db | 1 | 13771
6302703542 | EC6909541 Wall mounting vertical interlocked socket IP65 380V 3P+N+T 16A | Elettrocanali | EC6909541 | db | 1 | 16228
6302702352 | EC6909541F Wall mounting vertical interlocked socket with fuse holder IP67 380V 3P+N+T16A | Elettrocanali | EC6909541F | db | 1 | 20546
6302702353 | EC690954F Panel mounting horizontal interlocked socket with fuse holder IP67 380V 3P+N+T16A | Elettrocanali | EC690954F | db | 1 | 18089
6302702354 | EC69095F Panel mounting horizontal interlocked socket with fuse holder IP67 380V3P+N+T16A | Elettrocanali | EC69095F | db | 1 | 17605
6302700657 | EC69096 Panel mounting horizontal interlocked socket without fuse holder IP44 380V 3P+T 32A | Elettrocanali | EC69096 | db | 1 | 17027
6302700658 | EC690961 Wall mounting horizontal interlocked socket without fuse holder IP44 380V 3P+T 32A | Elettrocanali | EC690961 | db | 1 | 17934
6302702355 | EC690961F Wall mounting horizontal interlocked socket with fuse holder IP44 380V 3P+T 32A | Elettrocanali | EC690961F | db | 1 | 20594
6302703514 | EC690964 Panel mounting vertical interlocked socket IP44 380V 3P+T 32A | Elettrocanali | EC690964 | db | 1 | 16258
6302703536 | EC6909641 Wall mounting vertical interlocked socket IP44 380V 3P+T 32A | Elettrocanali | EC6909641 | db | 1 | 18715
6302702358 | EC6909641F Wall mounting vertical interlocked socket with fuse holder IP44 380V 3P+T 32A | Elettrocanali | EC6909641F | db | 1 | 23854
6302702359 | EC690964F Panel mounting vertical interlocked socket with fuse holder IP44 380V 3P+T 32A | Elettrocanali | EC690964F | db | 1 | 21397
6302702360 | EC69096F Panel mounting horizontal interlocked socket with fuse holder IP44 380V 3P+T 32A | Elettrocanali | EC69096F | db | 1 | 19451
6302700659 | EC69097 Panel mounting horizontal interlocked socket without fuse holder IP67 380V 3P+T 32A | Elettrocanali | EC69097 | db | 1 | 18567
6302700660 | EC690971 Wall mounting horizontal interlocked socket without fuse holder IP67 380V 3P+T 32A | Elettrocanali | EC690971 | db | 1 | 19473
6302702361 | EC690971F Wall mounting horizontal interlocked socket with fuse holder IP67 380V 3P+T 32A | Elettrocanali | EC690971F | db | 1 | 21808
6302703523 | EC690974 Panel mounting vertical interlocked socket IP65 380V 3P+T 32A | Elettrocanali | EC690974 | db | 1 | 17738
6302703545 | EC6909741 Wall mounting vertical interlocked socket IP65 380V 3P+T 32A | Elettrocanali | EC6909741 | db | 1 | 20195
6302702364 | EC6909741F Wall mounting vertical interlocked socket with fuse holder IP67 380V 3P+T 32A | Elettrocanali | EC6909741F | db | 1 | 25245
6302702365 | EC690974F Panel mounting vertical interlocked socket with fuse holder IP67 380V 3P+T 32A | Elettrocanali | EC690974F | db | 1 | 22788
6302702366 | EC69097F Panel mounting horizontal interlocked socket with fuse holder IP44 220V 2P+T 16A | Elettrocanali | EC69097F | db | 1 | 20665
6302700661 | EC69098 Panel mounting horizontal interlocked socket without fuse holder IP44 380V 3P+N+T32A | Elettrocanali | EC69098 | db | 1 | 18567
6302700662 | EC690981 Wall mounting horizontal interlocked socket without fuse holder IP44 380V 3P+N+T 32A | Elettrocanali | EC690981 | db | 1 | 19473
6302702367 | EC690981F Wall mounting horizontal interlocked socket with fuse holder IP44 380V3P+N+T32A | Elettrocanali | EC690981F | db | 1 | 21808
6302703515 | EC690984 Panel mounting vertical interlocked socket IP44 380V 3P+N+T 32A | Elettrocanali | EC690984 | db | 1 | 17486
6302703537 | EC6909841 Wall mounting vertical interlocked socket IP44 380V 3P+N+T 32A | Elettrocanali | EC6909841 | db | 1 | 19943
6302702370 | EC6909841F Wall mounting vertical interlocked socket with fuse holder IP44 380V 3P+N+T32A | Elettrocanali | EC6909841F | db | 1 | 25286
6302702371 | EC690984F Panel mounting vertical interlocked socket with fuse holder IP44 380V 3P+N+T32A | Elettrocanali | EC690984F | db | 1 | 22829
6302702372 | EC69098F Panel mounting horizontal interlocked socket with fuse holder IP44 380V3P+N+T32A | Elettrocanali | EC69098F | db | 1 | 20665
6302700663 | EC69099 Panel mounting horizontal interlocked socket without fuse holder IP67 380V3P+N+T32A | Elettrocanali | EC69099 | db | 1 | 20113
6302700664 | EC690991 Wall mounting horizontal interlocked socket without fuse holder IP67 380V 3P+N+T32A | Elettrocanali | EC690991 | db | 1 | 21020
6302702373 | EC690991F Wall mounting horizontal interlocked socket with fuse holder IP67 380V3P+N+T32A | Elettrocanali | EC690991F | db | 1 | 23070
6302703524 | EC690994 Panel mounting vertical interlocked socket IP65 380V3P+N+T 32A | Elettrocanali | EC690994 | db | 1 | 20065
6302703546 | EC6909941 Wall mounting vertical interlocked socket IP65 380V3P+N+T 32A | Elettrocanali | EC6909941 | db | 1 | 22522
6302702376 | EC6909941F Wall mounting vertical interlocked socket with fuse holder IP67 380V3P+N+T32A | Elettrocanali | EC6909941F | db | 1 | 26866
6302702377 | EC690994F Panel mounting vertical interlocked socket with fuse holder IP67 380V3P+N+T32A | Elettrocanali | EC690994F | db | 1 | 24409
6302702378 | EC69099F Panel mounting horizontal interlocked socket with fuse holder IP67 380V3P+N+T32A | Elettrocanali | EC69099F | db | 1 | 21926
6302702379 | EC690F1 Blank flange 85x74mm | Elettrocanali | EC690F1 | db | 1 | 1232
6302702380 | EC690F2 Blank flange for horizontal interlocked socket 153x104mm | Elettrocanali | EC690F2 | db | 1 | 1487
6302702381 | EC690F3 Blank flange for vertical interlocked socket 120x280mm | Elettrocanali | EC690F3 | db | 1 | 1965
6302703555 | EC690F4 Perforated flange for modular box vertical interlocked sockets | Elettrocanali | EC690F4 | db | 1 | 2738
6302703629 | EC690F5 Blank flange for horizontal interlocked socket with fuse holder | Elettrocanali | EC690F5 | db | 1 | 1595
6302704109 | EC690F6 Flangia forata diametro 22 mm | Elettrocanali | EC690F6 | db | 1 | 1232
6302704110 | EC690F7 Flangia forata diametro 43 mm | Elettrocanali | EC690F7 | db | 1 | 1232
6302702382 | EC690MA Handle with insulated screws | Elettrocanali | EC690MA | db | 1 | 3593
6302704111 | EC690PL1 Quadro ASC 16A - 1P+N - 230V Idn: 30mA | Elettrocanali | EC690PL1 | db | 1 | 40330
6302704112 | EC690PL1E Quadro ASC-E 16A - 1P+N - 230V Idn: 30mA | Elettrocanali | EC690PL1E | db | 1 | 60310
6302704113 | EC690PL2 Quadro ASC 32A - 1P+N - 230V Idn: 30mA | Elettrocanali | EC690PL2 | db | 1 | 40330
6302704114 | EC690PL2E Quadro ASC-E 32A - 1P+N - 230V Idn: 30mA | Elettrocanali | EC690PL2E | db | 1 | 60310
6302704115 | EC690PL3 Quadro ASC 16A - 3P+N - 400V Idn: 30mA | Elettrocanali | EC690PL3 | db | 1 | 68080
6302704116 | EC690PL3E Quadro ASC-E 16A - 3P+N - 400V Idn: 30mA | Elettrocanali | EC690PL3E | db | 1 | 88060
6302704117 | EC690PL4 Quadro ASC 32A - 3P+N - 400V Idn: 30mA | Elettrocanali | EC690PL4 | db | 1 | 68080
6302704118 | EC690PL4E Quadro ASC-E 32A - 3P+N - 400V Idn: 30mA | Elettrocanali | EC690PL4E | db | 1 | 88060
6302704119 | EC690PL5 Quadro ASC 63A - 3P+N - 400V Idn: 30mA | Elettrocanali | EC690PL5 | db | 1 | 104710
6302704120 | EC690PL5E Quadro ASC-E 63A - 3P+N - 400V Idn: 30mA | Elettrocanali | EC690PL5E | db | 1 | 123580
6302704121 | EC690PL6 Quadro ASC 80A - 3P+N - 400V Idn: 30mA | Elettrocanali | EC690PL6 | db | 1 | 191290
6302704122 | EC690PL6E Quadro ASC-E 80A - 3P+N - 400V Idn: 30mA | Elettrocanali | EC690PL6E | db | 1 | 216820
6302704123 | EC690PL7 Quadro ASC 100A - 3P+N - 400V Idn: 30mA | Elettrocanali | EC690PL7 | db | 1 | 204240
6302704124 | EC690PL7E Quadro ASC-E 100A - 3P+N - 400V Idn: 30mA | Elettrocanali | EC690PL7E | db | 1 | 229400
6302701556 | EC69100 Panel mounting inclined socket 309 IP44 110/130V 2P+T 16A | Elettrocanali | EC69100 | db | 1 | 1835
6302701616 | EC691001 Wall mounting inclined socket IP44 110V 2P+T 16 A | Elettrocanali | EC691001 | db | 1 | 2620
6302702383 | EC691001D Wall mounting straight socket IP67 24V 2P+T16A | Elettrocanali | EC691001D | db | 1 | 2620
6302701557 | EC69101 Panel mounting inclined socket 309 IP44 110/130V 3P+T 16A | Elettrocanali | EC69101 | db | 1 | 2087
6302701617 | EC691011 Wall mounting inclined socket IP44 110V 3P+T 16 A | Elettrocanali | EC691011 | db | 1 | 2871
6302702384 | EC691011D Wall mounting straight socket IP67 24V 3P+T16A | Elettrocanali | EC691011D | db | 1 | 2871
6302701558 | EC69102 Panel mounting inclined socket 309 IP44 110/130V 2P+T 32A | Elettrocanali | EC69102 | db | 1 | 2786
6302701618 | EC691021 Wall mounting inclined socket IP44 110V 2P+T 32 A | Elettrocanali | EC691021 | db | 1 | 3571
6302702385 | EC691021D Wall mounting straight socket IP44 110V 2P+T 32 A | Elettrocanali | EC691021D | db | 1 | 3571
6302701559 | EC69103 Panel mounting inclined socket 309 IP44 110/130V 3P+T 32A | Elettrocanali | EC69103 | db | 1 | 3271
6302701619 | EC691031 Wall mounting inclined socket IP44 110V 3P+T 32 A | Elettrocanali | EC691031 | db | 1 | 4055
6302702386 | EC691031D Wall mounting straight socket IP44 110V 3P+T 32 A | Elettrocanali | EC691031D | db | 1 | 4055
6302701560 | EC69104 Panel mounting inclined socket 309 IP67 110/130V 2P+T 16A | Elettrocanali | EC69104 | db | 1 | 2620
6302701620 | EC691041 Wall mounting inclined socket IP67 110V 2P+T 16 A | Elettrocanali | EC691041 | db | 1 | 3404
6302702387 | EC691041D Wall mounting straight socket IP67 110V 2P+T 16 A | Elettrocanali | EC691041D | db | 1 | 3404
6302701561 | EC69105 Panel mounting inclined socket 309 IP67 110/130V 3P+T 16A | Elettrocanali | EC69105 | db | 1 | 3104
6302701621 | EC691051 Wall mounting inclined socket IP67 110V 3P+T 16 A | Elettrocanali | EC691051 | db | 1 | 3889
6302702388 | EC691051D Wall mounting straight socket IP67 110V 3P+T 16 A | Elettrocanali | EC691051D | db | 1 | 3889
6302701562 | EC69106 Panel mounting inclined socket 309 IP67 110/130V 2P+T 32A | Elettrocanali | EC69106 | db | 1 | 4351
6302701622 | EC691061 Wall mounting inclined socket IP67 110V 2P+T 32 A | Elettrocanali | EC691061 | db | 1 | 5136
6302702389 | EC691061D Wall mounting straight socket IP67 110V 2P+T 32 A | Elettrocanali | EC691061D | db | 1 | 5136
6302701563 | EC69107 Panel mounting inclined socket 309 IP67 110/130V 3P+T 32A | Elettrocanali | EC69107 | db | 1 | 4603
6302701623 | EC691071 Wall mounting inclined socket IP67 110V 3P+T 32 A | Elettrocanali | EC691071 | db | 1 | 5387
6302702390 | EC691071D Wall mounting straight socket IP67 110V 3P+T 32 A | Elettrocanali | EC691071D | db | 1 | 5387
6302704125 | EC6910840 Quadro da cantiere 6 prese IOSBF diretto | Elettrocanali | EC6910840 | db | 1 | 465090
6302704126 | EC6910841 Quadro da cantiere 6 prese IOSBF diretto | Elettrocanali | EC6910841 | db | 1 | 462130
6302704127 | EC6910842 Quadro da cantiere 6 prese IOSBF diretto | Elettrocanali | EC6910842 | db | 1 | 469900
6302704128 | EC6910843 Quadro da cantiere 6 prese IOSBF diretto | Elettrocanali | EC6910843 | db | 1 | 468050
6302704129 | EC6910844 Quadro da cantiere 6 prese IOSBF diretto | Elettrocanali | EC6910844 | db | 1 | 478410
6302704130 | EC6910845 Quadro da cantiere 6 prese IOSBF diretto | Elettrocanali | EC6910845 | db | 1 | 473600
6302704131 | EC6910846 Quadro da cantiere 6 prese IOSBF diretto | Elettrocanali | EC6910846 | db | 1 | 439560
6302704132 | EC6910880 Quadro da cantiere 8 prese IOSBF diretto | Elettrocanali | EC6910880 | db | 1 | 556480
6302704133 | EC6910881 Quadro da cantiere 8 prese IOSBF diretto | Elettrocanali | EC6910881 | db | 1 | 567210
6302704134 | EC6910890 Quadro da cantiere 8 prese IOSBF spina | Elettrocanali | EC6910890 | db | 1 | 569800
6302704135 | EC6910891 Quadro da cantiere 8 prese IOSBF spina | Elettrocanali | EC6910891 | db | 1 | 580160
6302701576 | EC69170 Quick assembly straight plug IP44 110/130V 2P+T 16A | Elettrocanali | EC69170 | db | 1 | 1243
6302701680 | EC691702 2-way multiplier IP44 110V 2P+T 16A | Elettrocanali | EC691702 | db | 1 | 10131
6302701682 | EC691703 3-way multiplier IP44 110V 2P+T 16A | Elettrocanali | EC691703 | db | 1 | 13494
6302701577 | EC69171 Quick assembly straight plug IP44 110/130V 3P+T 16A | Elettrocanali | EC69171 | db | 1 | 1499
6302701578 | EC69172 Quick assembly straight plug IP44 110/130V 3P+T 32A | Elettrocanali | EC69172 | db | 1 | 2453
6302701579 | EC69173 Quick assembly straight plug IP44 110/130V 3P+T 32A | Elettrocanali | EC69173 | db | 1 | 2742
6302701580 | EC69174 Quick assembly straight plug IP67 110/130V 2P+T 16A | Elettrocanali | EC69174 | db | 1 | 2742
6302701681 | EC691742 2-way multiplier IP67 110V 2P+T 16A | Elettrocanali | EC691742 | db | 1 | 12950
6302701685 | EC691743 2-way multiplier IP67 110V 2P+T 16A | Elettrocanali | EC691743 | db | 1 | 15540
6302701581 | EC69175 Quick assembly straight plug IP67 110/130V 3P+T 16A | Elettrocanali | EC69175 | db | 1 | 3293
6302701582 | EC69176 Quick assembly straight plug IP67 110/130V 2P+T 32A | Elettrocanali | EC69176 | db | 1 | 4137
6302701583 | EC69177 Quick assembly straight plug IP67 110/130V 3P+T 32A | Elettrocanali | EC69177 | db | 1 | 4351
6302701596 | EC69180 Quick assembly straight socket IP44 110V 2P+T 16A | Elettrocanali | EC69180 | db | 1 | 1813
6302701597 | EC69181 Quick assembly straight socket IP44 110V 3P+T 16A | Elettrocanali | EC69181 | db | 1 | 2301
6302701598 | EC69182 Quick assembly straight socket IP44 110V 2P+T 32A | Elettrocanali | EC69182 | db | 1 | 3515
6302701599 | EC69183 Quick assembly straight socket IP44 110V 3P+T 32A | Elettrocanali | EC69183 | db | 1 | 3929
6302701600 | EC69184 Quick assembly straight socket IP67 110V 2P+T 16A | Elettrocanali | EC69184 | db | 1 | 3548
6302701601 | EC69185 Quick assembly straight socket IP67 110V 3P+T 16A | Elettrocanali | EC69185 | db | 1 | 3937
6302701602 | EC69186 Quick assembly straight socket IP67 110V 2P+T 32A | Elettrocanali | EC69186 | db | 1 | 5920
6302701603 | EC69187 Quick assembly straight socket IP67 110V 3P+T 32A | Elettrocanali | EC69187 | db | 1 | 6124
6302701630 | EC69190 Panel mounting horizontal interlocked socket without fuse holder IP44 110V 2P+T 16A | Elettrocanali | EC69190 | db | 1 | 10275
6302701638 | EC691901 Wall mounting horizontal interlocked socket without fuse holder IP44 110V 2P+T 16A | Elettrocanali | EC691901 | db | 1 | 11181
6302702407 | EC691901F Wall mounting horizontal interlocked socket with fuse holder IP44 110V 2P+T 16A | Elettrocanali | EC691901F | db | 1 | 13886
6302703507 | EC691904 Panel mounting vertical interlocked socket IP44 110V 2P+T 16A | Elettrocanali | EC691904 | db | 1 | 11618
6302703529 | EC6919041 Wall mounting vertical interlocked socket IP44 110V 2P+T 16A | Elettrocanali | EC6919041 | db | 1 | 14075
6302702410 | EC6919041F Wall mounting vertical interlocked socket with fuse holder IP44 110V 2P+T 16A | Elettrocanali | EC6919041F | db | 1 | 17131
6302702411 | EC691904F Panel mounting vertical interlocked socket with fuse holder IP44 110V 2P+T 16A | Elettrocanali | EC691904F | db | 1 | 14674
6302702412 | EC69190F Panel mounting horizontal interlocked socket with fuse holder IP44 110V 2P+T 16A | Elettrocanali | EC69190F | db | 1 | 12743
6302701631 | EC69194 Panel mounting horizontal interlocked socket without fuse holder IP67 110V 2P+T 16A | Elettrocanali | EC69194 | db | 1 | 12321
6302701639 | EC691941 Wall mounting horizontal interlocked socket without fuse holder IP67 110V 2P+T 16A | Elettrocanali | EC691941 | db | 1 | 13228
6302702413 | EC691941F Wall mounting horizontal interlocked socket with fuse holder IP67 110V 2P+T 16A | Elettrocanali | EC691941F | db | 1 | 15414
6302703516 | EC691944 Panel mounting vertical interlocked socket IP65 110V 2P+T 16A | Elettrocanali | EC691944 | db | 1 | 10982
6302703538 | EC6919441 Wall mounting vertical interlocked socket IP65 110V 2P+T 16A | Elettrocanali | EC6919441 | db | 1 | 13438
6302702416 | EC6919441F Wall mounting vertical interlocked socket with fuse holder IP67 110V 2P+T 16A | Elettrocanali | EC6919441F | db | 1 | 16132
6302702417 | EC691944F Panel mounting vertical interlocked socket with fuse holder IP67 110V 2P+T 16A | Elettrocanali | EC691944F | db | 1 | 13675
6302702418 | EC69194F Panel mounting horizontal interlocked socket with fuse holder IP67 110V 2P+T 16A | Elettrocanali | EC69194F | db | 1 | 14271
6302701564 | EC69250 Panel mounting inclined socket 309 IP44 220/240V 3P+T 16A | Elettrocanali | EC69250 | db | 1 | 2087
6302701624 | EC692501 Wall mounting inclined socket IP44 220V 3P+T16 A | Elettrocanali | EC692501 | db | 1 | 2871
6302702419 | EC692501D Wall mounting straight socket IP44 220V 3P+T16 A | Elettrocanali | EC692501D | db | 1 | 2871
6302701565 | EC69251 Panel mounting inclined socket 309 IP44 220/240V 3P+N+T 16A | Elettrocanali | EC69251 | db | 1 | 2361
6302701566 | EC69252 Panel mounting inclined socket 309 IP44 220/240V 2P+T 32A | Elettrocanali | EC69252 | db | 1 | 2701
6302701625 | EC692521 Wall mounting inclined socket IP44 220V 2P+T32 A | Elettrocanali | EC692521 | db | 1 | 3485
6302702420 | EC692521D Wall mounting straight socket IP44 220V 2P+T32 A | Elettrocanali | EC692521D | db | 1 | 3485
6302701567 | EC69253 Panel mounting inclined socket 309 IP44 220/240V 3P+T 32A | Elettrocanali | EC69253 | db | 1 | 3271
6302701626 | EC692531 Wall mounting inclined socket IP44 220V 3P+T32 A | Elettrocanali | EC692531 | db | 1 | 4055
6302702421 | EC692531D Wall mounting straight socket IP44 220V 3P+T32 A | Elettrocanali | EC692531D | db | 1 | 4055
6302701568 | EC69254 Panel mounting inclined socket 309 IP67 220/240V 3P+T 16A | Elettrocanali | EC69254 | db | 1 | 3204
6302701627 | EC692541 Wall mounting inclined socket IP67 220V 3P+T16 A | Elettrocanali | EC692541 | db | 1 | 3989
6302702422 | EC692541D Wall mounting straight socket IP67 220V 3P+T16 A | Elettrocanali | EC692541D | db | 1 | 3989
6302701569 | EC69255 Panel mounting inclined socket 309 IP67 220/240V 3P+N+T 16A | Elettrocanali | EC69255 | db | 1 | 3715
6302701570 | EC69256 Panel mounting inclined socket 309 IP67 220/240V 2P+T 32A | Elettrocanali | EC69256 | db | 1 | 4137
6302701628 | EC692561 Wall mounting inclined socket IP67 220V 2P+T 32 A | Elettrocanali | EC692561 | db | 1 | 4921
6302702423 | EC692561D Wall mounting straight socket IP67 220V 2P+T 32 A | Elettrocanali | EC692561D | db | 1 | 4921
6302701571 | EC69257 Panel mounting inclined socket 309 IP67 220/240V 3P+T 32A | Elettrocanali | EC69257 | db | 1 | 4769
6302701629 | EC692571 Wall mounting inclined socket IP67 220V 3P+T 32 A | Elettrocanali | EC692571 | db | 1 | 5554
6302702424 | EC692571D Wall mounting straight socket IP67 220V 3P+T 32 A | Elettrocanali | EC692571D | db | 1 | 5554
6302701572 | EC69258 Panel mounting inclined socket 309 IP67 220/240V 2P+T 63A | Elettrocanali | EC69258 | db | 1 | 13194
6302703988 | EC692581 Wall mounting inclined box socket IP67 220V 2P+T 63A | Elettrocanali | EC692581 | db | 1 | 15666
6302703525 | EC692584 Panel mounting vertical interlocked socket IP65 220V 2P+T 63A | Elettrocanali | EC692584 | db | 1 | 43512
6302703547 | EC6925841 Wall mounting vertical interlocked socket IP65 220V 2P+T 63A | Elettrocanali | EC6925841 | db | 1 | 45969
6302702425 | EC6925841F Wall mounting vertical interlocked socket with fuse holder IP67 220V 2P+T 63A | Elettrocanali | EC6925841F | db | 1 | 54538
6302702426 | EC692584F Panel mounting vertical interlocked socket with fuse holder IP67 220V 2P+T 63A | Elettrocanali | EC692584F | db | 1 | 52081
6302701573 | EC69259 Panel mounting inclined socket 309 309 IP67 220/240V 3P+T 63A | Elettrocanali | EC69259 | db | 1 | 13845
6302703989 | EC692591 Wall mounting inclined box socket IP67 220V 3P+T 63A | Elettrocanali | EC692591 | db | 1 | 22781
6302703526 | EC692594 Panel mounting vertical interlocked socket IP65 220V 3P+T 63A | Elettrocanali | EC692594 | db | 1 | 48370
6302703548 | EC6925941 Wall mounting vertical interlocked socket IP65 220V 3P+T 63A | Elettrocanali | EC6925941 | db | 1 | 50827
6302703552 | EC6925941F Wall mounting vertical interlocked socket with fuse holder IP65 220V 3P+T 63A | Elettrocanali | EC6925941F | db | 1 | 59529
6302703551 | EC692594F Panel mounting vertical interlocked socket with fuse holder IP65 220V 3P+T 63A | Elettrocanali | EC692594F | db | 1 | 57073
6302701584 | EC69270 Straight plug IP44 220/240V 3P+T 16A | Elettrocanali | EC69270 | db | 1 | 1499
6302701683 | EC692703 3-way multiplier IP44 220V 3P+T 16 | Elettrocanali | EC692703 | db | 1 | 14437
6302701585 | EC69271 Straight plug IP44 220/240V 3P+N+T 16A | Elettrocanali | EC69271 | db | 1 | 1898
6302701684 | EC692713 3-way multiplier IP44 220V 3P+N+T16A | Elettrocanali | EC692713 | db | 1 | 18578
6302701586 | EC69272 Straight plug IP44 220/240V 2P+T 32A | Elettrocanali | EC69272 | db | 1 | 2231
6302704136 | EC692721 Spina base inclinata IP44 220V 2P+T32A | Elettrocanali | EC692721 | db | 1 | 3478
6302701587 | EC69273 Straight plug IP44 220/240V 3P+T 32A | Elettrocanali | EC69273 | db | 1 | 2742
6302701588 | EC69274 Straight plug IP67 220/240V 3P+T 16A | Elettrocanali | EC69274 | db | 1 | 3293
6302701686 | EC692743 3-way multiplier IP67 220V 3P+T 16A | Elettrocanali | EC692743 | db | 1 | 17020
6302701589 | EC69275 Straight plug IP67 220/240V 3P+N+T 16A | Elettrocanali | EC69275 | db | 1 | 3696
6302701687 | EC692753 3-way multiplier IP67 220V 3P+N+T16A | Elettrocanali | EC692753 | db | 1 | 23680
6302701590 | EC69276 Quick assembly straight plug IP67 220/240V 2P+T 32A | Elettrocanali | EC69276 | db | 1 | 4137
6302704137 | EC692761 Spina base inclinata IP67 220V 2P+T32A | Elettrocanali | EC692761 | db | 1 | 5924
6302701591 | EC69277 Quick assembly straight plug IP67 220/240V 3P+T 32A | Elettrocanali | EC69277 | db | 1 | 4351
6302701592 | EC69278 Quick assembly straight plug IP67 220/240V 2P+T 63A | Elettrocanali | EC69278 | db | 1 | 11540
6302701593 | EC69279 Quick assembly straight plug IP67 220/240V 3P+T 63A | Elettrocanali | EC69279 | db | 1 | 12118
6302701604 | EC69280 Quick assembly straight socket IP44 220V 3P+T 16A | Elettrocanali | EC69280 | db | 1 | 2194
6302701605 | EC69281 Quick assembly straight socket IP44 220V 3P+N+T 16A | Elettrocanali | EC69281 | db | 1 | 2531
6302701606 | EC69282 Quick assembly straight socket IP44 220V 2P+T 32A | Elettrocanali | EC69282 | db | 1 | 3515
6302701607 | EC69283 Quick assembly straight socket IP44 220V 3P+T 32A | Elettrocanali | EC69283 | db | 1 | 3885
6302701608 | EC69284 Quick assembly straight socket IP67 220V 3P+T 16A | Elettrocanali | EC69284 | db | 1 | 3929
6302701609 | EC69285 Quick assembly straight socket IP67 220V 3P+N+T 16A | Elettrocanali | EC69285 | db | 1 | 4481
6302701610 | EC69286 Quick assembly straight socket IP67 220V 2P+T 32A | Elettrocanali | EC69286 | db | 1 | 5920
6302701611 | EC69287 Quick assembly straight socket IP67 220V 3P+T 32A | Elettrocanali | EC69287 | db | 1 | 6375
6302701612 | EC69288 Quick assembly straight socket IP67 220V 2P+T 63A | Elettrocanali | EC69288 | db | 1 | 13191
6302701613 | EC69289 Quick assembly straight socket IP67 220V 3P+T 63A | Elettrocanali | EC69289 | db | 1 | 14193
6302701632 | EC69290 Panel mounting horizontal interlocked socket without fuse holder IP44 220V 3P+T 16A | Elettrocanali | EC69290 | db | 1 | 11984
6302701640 | EC692901 Wall mounting horizontal interlocked socket without fuse holder IP44 220V 3P+T 16A | Elettrocanali | EC692901 | db | 1 | 12891
6302702427 | EC692901F Wall mounting horizontal interlocked socket with fuse holder IP44 220V 3P+T 16A | Elettrocanali | EC692901F | db | 1 | 15063
6302703509 | EC692904 Panel mounting vertical interlocked socket IP44 220V 3P+T 16A | Elettrocanali | EC692904 | db | 1 | 11318
6302703531 | EC6929041 Wall mounting vertical interlocked socket IP44 220V 3P+T 16A | Elettrocanali | EC6929041 | db | 1 | 13775
6302702430 | EC6929041F Wall mounting vertical interlocked socket with fuse holder IP44 220V 3P+T 16A | Elettrocanali | EC6929041F | db | 1 | 17808
6302702431 | EC692904F Panel mounting vertical interlocked socket with fuse holder IP44 220V 3P+T 16A | Elettrocanali | EC692904F | db | 1 | 15351
6302702432 | EC69290F Panel mounting horizontal interlocked socket with fuse holder IP44 220V 3P+T 16A | Elettrocanali | EC69290F | db | 1 | 13919
6302701633 | EC69292 Panel mounting horizontal interlocked socket without fuse holder IP44 220V 2P+T 32A | Elettrocanali | EC69292 | db | 1 | 15466
6302701641 | EC692921 Wall mounting horizontal interlocked socket without fuse holder IP44 220V 2P+T 32A | Elettrocanali | EC692921 | db | 1 | 16373
6302702433 | EC692921F Wall mounting horizontal interlocked socket with fuse holder IP44 220V 2P+T 32A | Elettrocanali | EC692921F | db | 1 | 19299
6302703512 | EC692924 Panel mounting vertical interlocked socket IP44 220V 2P+T 32A | Elettrocanali | EC692924 | db | 1 | 15969
6302703534 | EC6929241 Wall mounting vertical interlocked socket IP44 220V 2P+T 32A | Elettrocanali | EC6929241 | db | 1 | 18426
6302702436 | EC6929241F Wall mounting vertical interlocked socket with fuse holder IP44 220V 2P+T 32A | Elettrocanali | EC6929241F | db | 1 | 22219
6302702437 | EC692924F Panel mounting vertical interlocked socket with fuse holder IP44 220V 2P+T 32A | Elettrocanali | EC692924F | db | 1 | 19762
6302702438 | EC69292F Panel mounting horizontal interlocked socket with fuse holder IP44 220V 2P+T 32A | Elettrocanali | EC69292F | db | 1 | 18156
6302701634 | EC69293 Panel mounting horizontal interlocked socket without fuse holder IP44 220V 3P+T 32A | Elettrocanali | EC69293 | db | 1 | 17886
6302701642 | EC692931 Wall mounting horizontal interlocked socket without fuse holder IP44 220V 3P+T 32A | Elettrocanali | EC692931 | db | 1 | 18792
6302702439 | EC692931F Wall mounting horizontal interlocked socket with fuse holder IP44 220V 3P+T 32A | Elettrocanali | EC692931F | db | 1 | 21338
6302703513 | EC692934 Panel mounting vertical interlocked socket IP44 110V 2P+T 16A | Elettrocanali | EC692934 | db | 1 | 17153
6302703535 | EC6929341 Wall mounting vertical interlocked socket IP44 220V 3P+T 32A | Elettrocanali | EC6929341 | db | 1 | 19610
6302702442 | EC6929341F Wall mounting vertical interlocked socket with fuse holder IP44 220V 3P+T 32A | Elettrocanali | EC6929341F | db | 1 | 24905
6302702443 | EC692934F Panel mounting vertical interlocked socket with fuse holder IP44 110V 2P+T 16A | Elettrocanali | EC692934F | db | 1 | 22448
6302702444 | EC69293F Panel mounting horizontal interlocked socket with fuse holder IP44 220V 3P+T 32A | Elettrocanali | EC69293F | db | 1 | 20195
6302701635 | EC69294 Panel mounting horizontal interlocked socket without fuse holder IP67 220V 3P+T 16A | Elettrocanali | EC69294 | db | 1 | 14030
6302701643 | EC692941 Wall mounting horizontal interlocked socket without fuse holder IP67 220V 3P+T 16A | Elettrocanali | EC692941 | db | 1 | 14937
6302702445 | EC692941F Wall mounting horizontal interlocked socket with fuse holder IP67 220V 3P+T 16A | Elettrocanali | EC692941F | db | 1 | 17767
6302703518 | EC692944 Panel mounting vertical interlocked socket IP65 220V 3P+T 16A | Elettrocanali | EC692944 | db | 1 | 12462
6302703540 | EC6929441 Wall mounting vertical interlocked socket IP65 220V 3P+T 16A | Elettrocanali | EC6929441 | db | 1 | 14918
6302702448 | EC6929441F Wall mounting vertical interlocked socket with fuse holder IP67 220V 3P+T 16A | Elettrocanali | EC6929441F | db | 1 | 18859
6302702449 | EC692944F Panel mounting vertical interlocked socket with fuse holder IP67 220V 3P+T 16A | Elettrocanali | EC692944F | db | 1 | 16402
6302702450 | EC69294F Panel mounting horizontal interlocked socket with fuse holder IP67 220V 3P+T 16A | Elettrocanali | EC69294F | db | 1 | 16624
6302701636 | EC69296 Panel mounting horizontal interlocked socket without fuse holder IP67 220V 2P+T 32A | Elettrocanali | EC69296 | db | 1 | 17031
6302701644 | EC692961 Wall mounting horizontal interlocked socket without fuse holder IP67 220V 2P+T 32A | Elettrocanali | EC692961 | db | 1 | 17938
6302702451 | EC692961F Wall mounting horizontal interlocked socket with fuse holder IP67 220V 2P+T 32A | Elettrocanali | EC692961F | db | 1 | 20594
6302703521 | EC692964 Panel mounting vertical interlocked socket IP65 220V 2P+T 32A | Elettrocanali | EC692964 | db | 1 | 17534
6302703543 | EC6929641 Wall mounting vertical interlocked socket IP65 220V 2P+T 32A | Elettrocanali | EC6929641 | db | 1 | 19991
6302702454 | EC6929641F Wall mounting vertical interlocked socket with fuse holder IP67 220V 2P+T 32A | Elettrocanali | EC6929641F | db | 1 | 23606
6302702455 | EC692964F Panel mounting vertical interlocked socket with fuse holder IP67 220V 2P+T 32A | Elettrocanali | EC692964F | db | 1 | 21149
6302702456 | EC69296F Panel mounting horizontal interlocked socket with fuse holder IP67 220V 2P+T 32A | Elettrocanali | EC69296F | db | 1 | 19451
6302701637 | EC69297 Panel mounting horizontal interlocked socket without fuse holder IP67 220V 3P+T 32A | Elettrocanali | EC69297 | db | 1 | 19492
6302701645 | EC692971 Wall mounting horizontal interlocked socket without fuse holder IP67 220V 3P+T 32A | Elettrocanali | EC692971 | db | 1 | 20398
6302702457 | EC692971F Wall mounting horizontal interlocked socket with fuse holder IP67 220V 3P+T 32A | Elettrocanali | EC692971F | db | 1 | 22825
6302703522 | EC692974 Panel mounting vertical interlocked socket IP65 220V 3P+T 32A | Elettrocanali | EC692974 | db | 1 | 18796
6302703544 | EC6929741 Wall mounting vertical interlocked socket IP65 220V 3P+T 32A | Elettrocanali | EC6929741 | db | 1 | 21253
6302702460 | EC6929741F Wall mounting vertical interlocked socket with fuse holder IP67 220V 3P+T 32A | Elettrocanali | EC6929741F | db | 1 | 26396
6302702461 | EC692974F Panel mounting vertical interlocked socket with fuse holder IP67 220V 3P+T 32A | Elettrocanali | EC692974F | db | 1 | 23939
6302702462 | EC69297F Panel mounting horizontal interlocked socket without fuse holder IP67 220V 3P+T 32A | Elettrocanali | EC69297F | db | 1 | 21682
6302701574 | EC69350 Panel mounting inclined socket 309 IP67 380/415V 3P+T 63A | Elettrocanali | EC69350 | db | 1 | 13194
6302703990 | EC693501 Wall mounting inclined box socket IP67 380V 3P+T 63A | Elettrocanali | EC693501 | db | 1 | 18208
6302703527 | EC693504 Panel mounting vertical interlocked socket IP65 380V 3P+T 63A | Elettrocanali | EC693504 | db | 1 | 47523
6302703549 | EC6935041 Wall mounting vertical interlocked socket IP65 380V 3P+T 63A | Elettrocanali | EC6935041 | db | 1 | 49980
6302702463 | EC6935041F Wall mounting vertical interlocked socket with fuse holder IP67 110V 2P+T 16A | Elettrocanali | EC6935041F | db | 1 | 58641
6302702464 | EC693504F Panel mounting vertical interlocked socket without fuse holder IP44 110V 2P+T 16A | Elettrocanali | EC693504F | db | 1 | 56185
6302701575 | EC69351 Panel mounting inclined socket 309 IP67 380/415V 3P+N+T 63A | Elettrocanali | EC69351 | db | 1 | 14837
6302703991 | EC693511 Wall mounting inclined box socket IP67 380V 3P+N+T 63A | Elettrocanali | EC693511 | db | 1 | 20106
6302703528 | EC693514 Panel mounting vertical interlocked socket IP65 380V 3P+N+T 63A | Elettrocanali | EC693514 | db | 1 | 51330
6302703550 | EC6935141 Wall mounting vertical interlocked socket IP65 380V 3P+N+T 63A | Elettrocanali | EC6935141 | db | 1 | 53787
6302702465 | EC6935141F Wall mounting vertical interlocked socket with fuse holder IP67 110V 2P+T 16A | Elettrocanali | EC6935141F | db | 1 | 62315
6302702466 | EC693514F Panel mounting vertical interlocked socket without fuse holder IP44 110V 2P+T 16A | Elettrocanali | EC693514F | db | 1 | 59859
6302701594 | EC69370 Quick assembly straight plug IP67 380/415V 3P+T 63A | Elettrocanali | EC69370 | db | 1 | 11577
6302701595 | EC69371 Quick assembly straight plug IP67 380/415V 3P+N+T 63A | Elettrocanali | EC69371 | db | 1 | 13191
6302701614 | EC69380 Quick assembly straight socket IP67 380V 3P+T 63A | Elettrocanali | EC69380 | db | 1 | 13191
6302701615 | EC69381 Quick assembly straight socket IP67 380V 3P+N+T 63A | Elettrocanali | EC69381 | db | 1 | 14837
6302702467 | EC69400 Panel mounting inclined socket IP44 24V 2P+T 16A | Elettrocanali | EC69400 | db | 1 | 3167
6302702468 | EC694001 Wall mounting inclined socket IP44 24V 2P+T16A | Elettrocanali | EC694001 | db | 1 | 3952
6302702469 | EC694001D Wall mounting straight socket IP44 24V 2P+T16A | Elettrocanali | EC694001D | db | 1 | 3952
6302702470 | EC69401 Panel mounting inclined socket IP44 24V 3P+T 16A | Elettrocanali | EC69401 | db | 1 | 3585
6302702471 | EC694011 Wall mounting inclined socket IP44 24V 3P+T16A | Elettrocanali | EC694011 | db | 1 | 4370
6302702472 | EC694011D Wall mounting straight socket IP44 24V 3P+T16A | Elettrocanali | EC694011D | db | 1 | 4370
6302703500 | EC69402 Panel mounting inclined socket IP67 24V 2P 16A | Elettrocanali | EC69402 | db | 1 | 4473
6302703503 | EC694021 Wall mounting inclined box socket IP67 24V 2P 16A | Elettrocanali | EC694021 | db | 1 | 5258
6302703505 | EC694021D Wall mounting straight box socket IP67 24V 2P 16A | Elettrocanali | EC694021D | db | 1 | 5258
6302703501 | EC69403 Panel mounting inclined socket IP67 24V 3P 16A | Elettrocanali | EC69403 | db | 1 | 5221
6302703504 | EC694031 Wall mounting inclined box socket IP67 24V 3P 16A | Elettrocanali | EC694031 | db | 1 | 6005
6302703506 | EC694031D Wall mounting straight box socket IP67 24V 3P 16A | Elettrocanali | EC694031D | db | 1 | 6005
6302702473 | EC69470 Quick assembly straight plug IP44 24V 2P+T 16A | Elettrocanali | EC69470 | db | 1 | 2586
6302702474 | EC69471 Quick assembly straight plug IP44 24V 3P+T 16A | Elettrocanali | EC69471 | db | 1 | 2875
6302703496 | EC69472 Quick assembly straight plug IP67 24V 2P 16A | Elettrocanali | EC69472 | db | 1 | 3937
6302703497 | EC69473 Quick assembly straight plug IP67 24V 3P 16A | Elettrocanali | EC69473 | db | 1 | 4444
6302702475 | EC69480 Wall mounting straight socket IP44 24V 2P+T 16A | Elettrocanali | EC69480 | db | 1 | 3419
6302702476 | EC69481 Wall mounting straight socket IP44 24V 3P+T 16A | Elettrocanali | EC69481 | db | 1 | 3781
6302703498 | EC69482 Quick assembly straight socket IP67 24V 2P 16A | Elettrocanali | EC69482 | db | 1 | 5580
6302703499 | EC69483 Quick assembly straight socket IP67 24V 3P 16A | Elettrocanali | EC69483 | db | 1 | 6064
6302702477 | EC694924 Panel mounting socket SELV 24V 150VA 2P+T 16A | Elettrocanali | EC694924 | db | 1 | 44359
6302702478 | EC6949241 Walll mounting socket SELV 24V 150VA 2P+T 16A | Elettrocanali | EC6949241 | db | 1 | 46816
6302702479 | EC6949241F Walll mounting socket with fuse holder SELV 24V 150VA 2P+T 16A | Elettrocanali | EC6949241F | db | 1 | 50827
6302702480 | EC694924F Panel mounting socket with fuse holder SELV 24V 150VA 2P+T 16A | Elettrocanali | EC694924F | db | 1 | 48370
6302702481 | EC69651 Panel mounting inclined socket 309 IP67 220/240V 2P+T 125A | Elettrocanali | EC69651 | db | 1 | 33711
6302702482 | EC69653 Panel mounting inclined socket 309 IP67 380/415V 3P+T 125A | Elettrocanali | EC69653 | db | 1 | 37130
6302702483 | EC69654 Panel mounting inclined socket 309 IP67 220/240V 3P+T 125A | Elettrocanali | EC69654 | db | 1 | 35402
6302702484 | EC69655 Panel mounting inclined socket 309 IP67 380/415V 3P+N+T 125A | Elettrocanali | EC69655 | db | 1 | 37366
6302702485 | EC69671 Quick assembly straight plug IP67 220/240V 2P+T 125A | Elettrocanali | EC69671 | db | 1 | 36327
6302702486 | EC69673 Quick assembly straight plug IP67 380/415V 3P+T 125A | Elettrocanali | EC69673 | db | 1 | 41396
6302702487 | EC69674 Quick assembly straight plug IP67 220/240V 3P+T 125A | Elettrocanali | EC69674 | db | 1 | 39457
6302702488 | EC69675 Quick assembly straight plug IP67 380/415V 3P+N+T 125A | Elettrocanali | EC69675 | db | 1 | 42247
6302702489 | EC69681 Quick assembly straight socket IP67 220V 2P+T 125A | Elettrocanali | EC69681 | db | 1 | 41777
6302702490 | EC69683 Quick assembly straight socket IP67 380V 3P+T 125A | Elettrocanali | EC69683 | db | 1 | 46335
6302702491 | EC69684 Quick assembly straight socket IP67 220V 3P+T 125A | Elettrocanali | EC69684 | db | 1 | 44104
6302702492 | EC69685 Quick assembly straight socket IP67 380V 3P+N+T 125A | Elettrocanali | EC69685 | db | 1 | 46679
6302704138 | EC69905 Avvolgicavo industriale mobile vuoto 4prese | Elettrocanali | EC69905 | db | 1 | 86580
6302704139 | EC6992021 Avvolgicavo ind. 2x2P 16A 30 mt PVC | Elettrocanali | EC6992021 | db | 1 | 52910
6302704140 | EC6992021L Avvolgicavo ind. 2x2P 16A 40 mt PVC | Elettrocanali | EC6992021L | db | 1 | 62530
6302704141 | EC6992021XL Avvolgicavo ind. 2x2P 16A 50 mt PVC | Elettrocanali | EC6992021XL | db | 1 | 71780
6302704142 | EC6992022 Avvolgicavo ind. 1x2P 16A-1xbiv- 30 mt PVC | Elettrocanali | EC6992022 | db | 1 | 54390
6302704143 | EC6992022L Avvolgicavo ind. 1x2P 16A-1xbiv- 40 mt PVC | Elettrocanali | EC6992022L | db | 1 | 63270
6302704144 | EC6992022XL Avvolgicavo ind. 1x2P 16A-1xbiv- 50 mt PVC | Elettrocanali | EC6992022XL | db | 1 | 69560
6302702580 | EC699P10 Industrial extension IP44 2P+T 10 mt | Elettrocanali | EC699P10 | db | 1 | 21090
6302702581 | EC699P11 Industrial extension IP44 3P+T 10 mt | Elettrocanali | EC699P11 | db | 1 | 25530
6302702582 | EC699P12 Industrial extension IP44 3P+N+T 10 mt | Elettrocanali | EC699P12 | db | 1 | 30340
6302702583 | EC699P13 Industrial extension IP44 2P+T 20 mt | Elettrocanali | EC699P13 | db | 1 | 34040
6302702584 | EC699P14 Industrial extension IP44 3P+T 20 mt | Elettrocanali | EC699P14 | db | 1 | 42550
6302702585 | EC699P15 Industrial extension IP44 3P+N+T 20 mt | Elettrocanali | EC699P15 | db | 1 | 51060
6302702586 | EC699P16 Industrial extension IP44 2P+T 30 mt | Elettrocanali | EC699P16 | db | 1 | 47360
6302702587 | EC699P17 Industrial extension IP44 3P+T 30 mt | Elettrocanali | EC699P17 | db | 1 | 59570
6302702588 | EC699P18 Industrial extension IP44 3P+N+T 30 mt | Elettrocanali | EC699P18 | db | 1 | 71780
6302702589 | EC699P20 Industrial extension IP67 2P+T 10 mt | Elettrocanali | EC699P20 | db | 1 | 24050
6302702590 | EC699P21 Industrial extension IP67 3P+T 10 mt | Elettrocanali | EC699P21 | db | 1 | 28490
6302702591 | EC699P22 Industrial extension IP67 3P+N+T 10 mt | Elettrocanali | EC699P22 | db | 1 | 33300
6302702592 | EC699P23 Industrial extension IP67 2P+T 20 mt | Elettrocanali | EC699P23 | db | 1 | 37000
6302702593 | EC699P24 Industrial extension IP67 3P+T 20 mt | Elettrocanali | EC699P24 | db | 1 | 45510
6302702594 | EC699P25 Industrial extension IP67 3P+N+T 20 mt | Elettrocanali | EC699P25 | db | 1 | 54020
6302702595 | EC699P26 Industrial extension IP67 2P+T 30 mt | Elettrocanali | EC699P26 | db | 1 | 49950
6302702596 | EC699P27 Industrial extension IP67 3P+T 30 mt | Elettrocanali | EC699P27 | db | 1 | 62530
6302702597 | EC699P28 Industrial extension IP67 3P+N+T 30 mt | Elettrocanali | EC699P28 | db | 1 | 75110
6302704145 | EC699P30 Prolunga IP44 2P+T 10 mt | Elettrocanali | EC699P30 | db | 1 | 32190
6302704146 | EC699P31 Prolunga IP44 3P+T 10 mt | Elettrocanali | EC699P31 | db | 1 | 37000
6302704147 | EC699P32 Prolunga IP44 3P+N+T 10 mt | Elettrocanali | EC699P32 | db | 1 | 42920
6302704148 | EC699P33 Prolunga IP44 2P+T 20 mt | Elettrocanali | EC699P33 | db | 1 | 49210
6302704149 | EC699P34 Prolunga IP44 3P+T 20 mt | Elettrocanali | EC699P34 | db | 1 | 58460
6302704150 | EC699P35 Prolunga IP44 3P+N+T 20 mt | Elettrocanali | EC699P35 | db | 1 | 68820
6302704151 | EC699P36 Prolunga IP44 2P+T 30 mt | Elettrocanali | EC699P36 | db | 1 | 66600
6302704152 | EC699P37 Prolunga IP44 3P+T 30 mt | Elettrocanali | EC699P37 | db | 1 | 79550
6302704153 | EC699P38 Prolunga IP44 3P+N+T 30 mt | Elettrocanali | EC699P38 | db | 1 | 95460
6302704154 | EC699P40 Prolunga IP67 2P+T 10 mt | Elettrocanali | EC699P40 | db | 1 | 37000
6302704155 | EC699P41 Prolunga IP67 3P+T 10 mt | Elettrocanali | EC699P41 | db | 1 | 40700
6302704156 | EC699P42 Prolunga IP67 3P+N+T 10 mt | Elettrocanali | EC699P42 | db | 1 | 47360
6302704157 | EC699P43 Prolunga IP67 2P+T 20 mt | Elettrocanali | EC699P43 | db | 1 | 52170
6302704158 | EC699P44 Prolunga IP67 3P+T 20 mt | Elettrocanali | EC699P44 | db | 1 | 60680
6302704159 | EC699P45 Prolunga IP67 3P+N+T 20 mt | Elettrocanali | EC699P45 | db | 1 | 71780
6302704160 | EC699P46 Prolunga IP67 2P+T 30 mt | Elettrocanali | EC699P46 | db | 1 | 68820
6302704161 | EC699P47 Prolunga IP67 3P+T 30 mt | Elettrocanali | EC699P47 | db | 1 | 82140
6302704162 | EC699P48 Prolunga IP67 3P+N+T 30 mt | Elettrocanali | EC699P48 | db | 1 | 98420
6302700665 | EC70016 IP67 conduit-box joint dim.16 | Elettrocanali | EC70016 | db | 1 | 337
6302700666 | EC70020 IP67 conduit-box joint dim.20 | Elettrocanali | EC70020 | db | 1 | 381
6302700667 | EC70025 IP67 conduit-box joint dim.25 | Elettrocanali | EC70025 | db | 1 | 440
6302700668 | EC70032 IP67 conduit-box joint dim.32 | Elettrocanali | EC70032 | db | 1 | 551
6302700669 | EC70040 IP67 conduit-box joint dim.40 | Elettrocanali | EC70040 | db | 1 | 796
6302700670 | EC70050 IP67 conduit-box joint dim.50 | Elettrocanali | EC70050 | db | 1 | 903
6302700671 | EC71016 IP67 Coupling dim.16 | Elettrocanali | EC71016 | db | 1 | 278
6302700672 | EC71020 IP67 Coupling dim.20 | Elettrocanali | EC71020 | db | 1 | 292
6302700673 | EC71025 IP67 Coupling dim.25 | Elettrocanali | EC71025 | db | 1 | 337
6302700674 | EC71032 IP67 Coupling dim.32 | Elettrocanali | EC71032 | db | 1 | 422
6302700675 | EC71040 IP67 Coupling dim.40 | Elettrocanali | EC71040 | db | 1 | 725
6302700676 | EC71050 IP67 Coupling dim.50 | Elettrocanali | EC71050 | db | 1 | 781
6302700677 | EC72016 IP67 conduit-sheath joint dim.16 | Elettrocanali | EC72016 | db | 1 | 292
6302700678 | EC72020 IP67 conduit-sheath joint dim.20 | Elettrocanali | EC72020 | db | 1 | 300
6302700679 | EC72025 IP67 conduit-sheath joint dim.25 | Elettrocanali | EC72025 | db | 1 | 318
6302700680 | EC72032 IP67 conduit-sheath joint dim.32 | Elettrocanali | EC72032 | db | 1 | 466
6302700681 | EC72040 IP67 conduit-sheath joint dim.40 | Elettrocanali | EC72040 | db | 1 | 703
6302700682 | EC72050 IP67 conduit-sheath joint dim.50 | Elettrocanali | EC72050 | db | 1 | 807
6302700683 | EC73016 IP67 90° Bend dim.16 | Elettrocanali | EC73016 | db | 1 | 537
6302700684 | EC73020 IP67 90° Bend dim.20 | Elettrocanali | EC73020 | db | 1 | 566
6302700685 | EC73025 IP67 90° Bend dim.25 | Elettrocanali | EC73025 | db | 1 | 714
6302700686 | EC73032 IP67 90° Bend dim.32 | Elettrocanali | EC73032 | db | 1 | 929
6302700687 | EC73040 IP67 90° Bend dim.40 | Elettrocanali | EC73040 | db | 1 | 1480
6302700688 | EC73050 IP67 90° Bend dim.50 | Elettrocanali | EC73050 | db | 1 | 1647
6302702753 | EC74016 IP67 Coupling Co-moulded gasket dim.16 | Elettrocanali | EC74016 | db | 1 | 289
6302702754 | EC74020 IP67 Coupling Co-moulded gasket dim.20 | Elettrocanali | EC74020 | db | 1 | 303
6302702755 | EC74025 IP67 Coupling Co-moulded gasket dim.25 | Elettrocanali | EC74025 | db | 1 | 363
6302702756 | EC74032 IP67 Coupling Co-moulded gasket dim.32 | Elettrocanali | EC74032 | db | 1 | 444
6302702757 | EC74040 IP67 Coupling Co-moulded gasket dim.40 | Elettrocanali | EC74040 | db | 1 | 766
6302702758 | EC74050 IP67 Coupling Co-moulded gasket dim.50 | Elettrocanali | EC74050 | db | 1 | 825
6302702759 | EC74116 IP67 Conduit-box joint Co-mould. gasket dim.16 | Elettrocanali | EC74116 | db | 1 | 363
6302702760 | EC74120 IP67 Conduit-box joint Co-mould. gasket dim.20 | Elettrocanali | EC74120 | db | 1 | 403
6302702761 | EC74125 IP67 Conduit-box joint Co-mould. gasket dim.25 | Elettrocanali | EC74125 | db | 1 | 463
6302702762 | EC74132 IP67 Conduit-box joint Co-mould. gasket dim.32 | Elettrocanali | EC74132 | db | 1 | 577
6302702763 | EC74140 IP67 Conduit-box joint Co-mould. gasket dim.40 | Elettrocanali | EC74140 | db | 1 | 840
6302702764 | EC74150 IP67 Conduit-box joint Co-mould. gasket dim.50 | Elettrocanali | EC74150 | db | 1 | 951
6302702765 | EC74216 IP67 Conduit-sheath joint Co-mould. Gasket dim.16 | Elettrocanali | EC74216 | db | 1 | 303
6302702766 | EC74220 IP67 Conduit-sheath joint Co-mould. Gasket dim.20 | Elettrocanali | EC74220 | db | 1 | 311
6302702767 | EC74225 IP67 Conduit-sheath joint Co-mould. Gasket dim.25 | Elettrocanali | EC74225 | db | 1 | 333
6302702768 | EC74232 IP67 Conduit-sheath joint Co-mould. Gasket dim.32 | Elettrocanali | EC74232 | db | 1 | 492
6302702769 | EC74240 IP67 Conduit-sheath joint Co-mould. Gasket dim.40 | Elettrocanali | EC74240 | db | 1 | 733
6302702770 | EC74250 IP67 Conduit-sheath joint Co-mould. Gasket dim.50 | Elettrocanali | EC74250 | db | 1 | 847
6302702771 | EC74316 IP67 90° bend Co-moulded gasket dim.16 | Elettrocanali | EC74316 | db | 1 | 566
6302702772 | EC74320 IP67 90° bend Co-moulded gasket dim.20 | Elettrocanali | EC74320 | db | 1 | 603
6302702773 | EC74325 IP67 90° bend Co-moulded gasket dim.25 | Elettrocanali | EC74325 | db | 1 | 747
6302702774 | EC74332 IP67 90° bend Co-moulded gasket dim.32 | Elettrocanali | EC74332 | db | 1 | 988
6302702775 | EC74340 IP67 90° bend Co-moulded gasket dim.40 | Elettrocanali | EC74340 | db | 1 | 1558
6302702776 | EC74350 IP67 90° bend Co-moulded gasket dim.50 | Elettrocanali | EC74350 | db | 1 | 1739
6302700689 | EC8001025 Cable ties 100x2,5 - max bundle diameter 22mm | Elettrocanali | EC8001025 | db | 100 | 244
6302700692 | EC8001225 Cable ties 120x2,5 - max bundle diameter 33mm | Elettrocanali | EC8001225 | db | 100 | 448
6302700693 | EC8001436 Cable ties 140x3,6 - max bundle diameter 33mm | Elettrocanali | EC8001436 | db | 100 | 692
6302700696 | EC8001625 Cable ties 160x2,5 - max bundle diameter 38mm | Elettrocanali | EC8001625 | db | 100 | 614
6302700698 | EC8001648 Cable ties 160x4,8 - max bundle diameter 38mm | Elettrocanali | EC8001648 | db | 100 | 1106
6302700699 | EC8002025 Cable ties 200x2,5 - max bundle diameter 53mm | Elettrocanali | EC8002025 | db | 100 | 733
6302700701 | EC8002036 Cable ties 200x3,6 - max bundle diameter 53mm | Elettrocanali | EC8002036 | db | 100 | 977
6302700703 | EC8002048 Cable ties 200x4,8 - max bundle diameter 50mm | Elettrocanali | EC8002048 | db | 100 | 1025
6302700706 | EC8002548 Cable ties 25x4,8 - max bundle diameter 60mm | Elettrocanali | EC8002548 | db | 100 | 1462
6302700708 | EC8002936 Cable ties 290x3,6 - max bundle diameter 76mm | Elettrocanali | EC8002936 | db | 100 | 1384
6302700710 | EC8002948 Cable ties 290x4,8 - max bundle diameter 76mm | Elettrocanali | EC8002948 | db | 100 | 1754
6302700712 | EC8002976 Cable ties 290x7,6 - max bundle diameter 76mm | Elettrocanali | EC8002976 | db | 1 | 35.9
6302700713 | EC8003648 Cable ties 360x4,8 - max bundle diameter 102mm | Elettrocanali | EC8003648 | db | 100 | 2409
6302700715 | EC8003676 Cable ties 360x7,6 - max bundle diameter 102mm | Elettrocanali | EC8003676 | db | 1 | 39.5
6302700716 | EC8004348 Cable ties 430x4,8 - max bundle diameter 110mm | Elettrocanali | EC8004348 | db | 1 | 29.7
6302700717 | EC8004390 Cable ties 430x9,0 - max bundle diameter 110mm | Elettrocanali | EC8004390 | db | 1 | 73.7
6302700719 | EC8005390 Cable ties 530x9,0 - max bundle diameter 140mm | Elettrocanali | EC8005390 | db | 1 | 88
6302700722 | EC8008024 Cable ties 80x2,4 - max bundle diameter 15mm | Elettrocanali | EC8008024 | db | 100 | 244
6302700724 | EC8101025 Cable ties 100x2,5 - max bundle diam.22mm black | Elettrocanali | EC8101025 | db | 100 | 244
6302700727 | EC8101225 Cable ties 120x2,5 - max bundle diam.33mm black | Elettrocanali | EC8101225 | db | 100 | 448
6302700728 | EC8101436 Cable ties 140x3,6 - max bundle diam.33mm black | Elettrocanali | EC8101436 | db | 100 | 692
6302700731 | EC8101625 Cable ties 160x2,5 - max bundle diam. 38mm black | Elettrocanali | EC8101625 | db | 100 | 614
6302700733 | EC8101648 Cable ties 160x4,8 - max bundle diam.38mm black | Elettrocanali | EC8101648 | db | 100 | 1106
6302700734 | EC8102025 Cable ties 200x2,5 - max bundle diam.53mm black | Elettrocanali | EC8102025 | db | 100 | 733
6302700736 | EC8102036 Cable ties 200x3,6 - max bundle diam.53mm black | Elettrocanali | EC8102036 | db | 100 | 977
6302700738 | EC8102048 Cable ties 200x4,8 - max bundle diam.50mm black | Elettrocanali | EC8102048 | db | 100 | 1025
6302700741 | EC8102548 Cable ties 25x4,8 - max bundle diam.60mm black | Elettrocanali | EC8102548 | db | 100 | 1462
6302700743 | EC8102936 Cable ties 290x3,6 - max bundle diam.76mm black | Elettrocanali | EC8102936 | db | 100 | 1384
6302700745 | EC8102948 Cable ties 290x4,8 - max bundle diam.76mmv black | Elettrocanali | EC8102948 | db | 100 | 1754
6302700747 | EC8102976 Cable ties 290x7,6 - max bundle diam.76mm black | Elettrocanali | EC8102976 | db | 1 | 35.9
6302700748 | EC8103648 Cable ties 360x4,8 - max bundle diam.102mm black | Elettrocanali | EC8103648 | db | 100 | 2409
6302700750 | EC8103676 Cable ties 360x7,6 - max bundle diam.102mm black | Elettrocanali | EC8103676 | db | 1 | 39.5
6302700751 | EC8104348 Cable ties 430x4,8 - max bundle diam.110mm black | Elettrocanali | EC8104348 | db | 1 | 29.7
6302700752 | EC8104390 Cable ties 430x9,0 - max bundle diam.110mm black | Elettrocanali | EC8104390 | db | 1 | 73.7
6302700754 | EC8105390 Cable ties 530x9,0 - max bundle diam.140mm black | Elettrocanali | EC8105390 | db | 1 | 88
6302700757 | EC8108024 Cable ties 80x2,4 - max bundle diam.15mm black | Elettrocanali | EC8108024 | db | 100 | 244
6302700759 | EC83036 Base dim.19x19mm - Max tie width 3,6mm transparent | Elettrocanali | EC83036 | db | 100 | 2486
6302700760 | EC83048 Base dim.27x27mm - Max tie width 4,8mm transparent | Elettrocanali | EC83048 | db | 1 | 37.4
6302700761 | EC84036 Base dim.19x19mm - Max tie width 3,6mm black | Elettrocanali | EC84036 | db | 100 | 2486
6302700762 | EC84048 Base dim.27x27mm - Max tie width 4,8mm black | Elettrocanali | EC84048 | db | 1 | 37.4
6302700763 | EC85048 Support dimensions15x9,5mm-Max tie width 4,8mm | Elettrocanali | EC85048 | db | 100 | 2527
6302700764 | EC85090 Support dimensions22x16mm-Max tie width 9,0mm | Elettrocanali | EC85090 | db | 1 | 36.6
6302700765 | EC86048 Support dimensions15x9,5mm-Black | Elettrocanali | EC86048 | db | 100 | 2527
6302700766 | EC86090 Support dimensions22x16mm-Black | Elettrocanali | EC86090 | db | 1 | 36.6
6302700767 | EC8701025 Cable ties for label dim.100x2,5mm | Elettrocanali | EC8701025 | db | 100 | 1425
6302700768 | EC8702025 Cable ties for label dim.200x2,5mm | Elettrocanali | EC8702025 | db | 100 | 3300
6302700769 | EC88085 Wall plug for ties diam.8mm | Elettrocanali | EC88085 | db | 100 | 3097
6302701875 | EC890010 Terminal block section 1,5mm2-10 blocks per bar | Elettrocanali | EC890010 | db | 1 | 359
6302701876 | EC890011 Terminal block section 2,5mm2-10 blocks per bar | Elettrocanali | EC890011 | db | 1 | 433
6302701877 | EC890012 Terminal block section 4mm2-10 blocks per bar | Elettrocanali | EC890012 | db | 1 | 540
6302701878 | EC890013 Terminal block section 6mm2-10 blocks per bar | Elettrocanali | EC890013 | db | 1 | 633
6302701879 | EC890014 Terminal block section 10mm2-10 blocks per bar | Elettrocanali | EC890014 | db | 1 | 1029
6302701880 | EC890015 Terminal block section 16mm2-10 blocks per bar | Elettrocanali | EC890015 | db | 1 | 2087
6302701881 | EC890016 Terminal block section 25mm2-single pole | Elettrocanali | EC890016 | db | 1 | 858
6302701882 | EC890017 Terminal block section 35mm2-single pole | Elettrocanali | EC890017 | db | 1 | 1092
6302701883 | EC890020 Potenciálsin plombálható burkolatban | Elettrocanali | EC890020 | db | 1 | 3918
6302701884 | EC890021 Section 4x16mm2-2x25mm2-12 holes | Elettrocanali | EC890021 | db | 1 | 1935
6302701893 | EC890050 szigetelt csatlakozó block 1x35 - 6x16 kék | Elettrocanali | EC890050 | db | 1 | 1158
6302701894 | EC890051 szigetelt csatlakozó block 1x35 - 1x25 - 10x16 kék | Elettrocanali | EC890051 | db | 1 | 1665
6302701895 | EC890052 Insulated brass terminal block 1x35 - 2x25 - 12x16 blue | Elettrocanali | EC890052 | db | 1 | 2361
6302701896 | EC890053 szigetelt csatlakozó block 1x35 - 6x16 zöld | Elettrocanali | EC890053 | db | 1 | 1158
6302701897 | EC890054 szigetelt csatlakozó block 1x35 - 1x25 - 10x16 zöld | Elettrocanali | EC890054 | db | 1 | 1665
6302701898 | EC890055 Insulated brass terminal block 1x35 - 2x25 - 12x16 grey | Elettrocanali | EC890055 | db | 1 | 2361
6302701899 | EC890056 Insulated brass terminal block 1x35 - 6x16 black | Elettrocanali | EC890056 | db | 1 | 1158
6302701900 | EC890057 Insulated brass terminal block 1x35 - 1x25 - 10x16 black | Elettrocanali | EC890057 | db | 1 | 1665
6302701901 | EC890058 Insulated brass terminal block 1x35 - 2x25 - 12x16 black | Elettrocanali | EC890058 | db | 1 | 2361
6302703938 | EC891010 Adhesive tape 15x10 yellow/green | Elettrocanali | EC891010 | db | 1 | 200
6302703939 | EC891011 Adhesive tape 15x10 blue | Elettrocanali | EC891011 | db | 1 | 200
6302703940 | EC891012 Adhesive tape 15x10 red | Elettrocanali | EC891012 | db | 1 | 200
6302703941 | EC891013 Adhesive tape 15x10 grey | Elettrocanali | EC891013 | db | 1 | 200
6302703942 | EC891014 Adhesive tape 15x10 white | Elettrocanali | EC891014 | db | 1 | 200
6302703943 | EC891015 Adhesive tape 15x10 black | Elettrocanali | EC891015 | db | 1 | 200
6302703944 | EC891020 Adhesive tape 19x25 yellow/green | Elettrocanali | EC891020 | db | 1 | 555
6302703945 | EC891021 Adhesive tape 19x25 blue | Elettrocanali | EC891021 | db | 1 | 555
6302703946 | EC891022 Adhesive tape 19x25 red | Elettrocanali | EC891022 | db | 1 | 555
6302703947 | EC891023 Adhesive tape 19x25 grey | Elettrocanali | EC891023 | db | 1 | 555
6302703948 | EC891024 Adhesive tape 19x25 white | Elettrocanali | EC891024 | db | 1 | 555
6302703949 | EC891025 Adhesive tape 19x25 black | Elettrocanali | EC891025 | db | 1 | 555
6302700770 | EC90010060 Trunking for air-conditioned installation dim. 100x60 | Elettrocanali | EC90010060 | m | 1 | 2350
6302700772 | EC9007055 Trunking for air-conditioned installation dim. 70x55 | Elettrocanali | EC9007055 | m | 1 | 1543
6302700773 | EC9008060 Trunking for air-conditioned installation dim. 80x60 | Elettrocanali | EC9008060 | m | 1 | 1906
6302700774 | EC9009065 Trunking for air-conditioned installation dim. 90x65 | Elettrocanali | EC9009065 | m | 1 | 2076
6302700775 | EC901Y Fitting for condensate draining | Elettrocanali | EC901Y | db | 1 | 537
6302700776 | EC90201 Embedded box for condensate draining | Elettrocanali | EC90201 | db | 1 | 4488
6302700779 | EC9038060 Holding support dim. 80x60 | Elettrocanali | EC9038060 | db | 1 | 159
6302700781 | EC90401 Floor support for external cooling dim. 90x80 L350 | Elettrocanali | EC90401 | db | 1 | 1839
6302700782 | EC90402 Floor support for external cooling dim. 90x80 L450 | Elettrocanali | EC90402 | db | 1 | 2165
6302700783 | EC90403 End cap dim. 90x80 | Elettrocanali | EC90403 | db | 1 | 918
6302700784 | EC90411 Floor support for external cooling dim. 105x75 L420 | Elettrocanali | EC90411 | db | 1 | 1632
6302700785 | EC91010060 Internal angle for trunking for air-conditioned installation dim. 100x60 | Elettrocanali | EC91010060 | db | 1 | 1184
6302700787 | EC9107055 Internal angle for trunking for air-conditioned installation dim. 70x55 | Elettrocanali | EC9107055 | db | 1 | 1055
6302700788 | EC9108060 Internal angle for trunking for air-conditioned installation dim. 80x60 | Elettrocanali | EC9108060 | db | 1 | 1106
6302700789 | EC9109065 Internal angle for trunking for air-conditioned installation dim. 90x65 | Elettrocanali | EC9109065 | db | 1 | 1140
6302700790 | EC92010060 External angle for trunking for air-conditioned installation dim. 100x60 | Elettrocanali | EC92010060 | db | 1 | 1184
6302700792 | EC9207055 External angle for trunking for air-conditioned installation dim. 70x55 | Elettrocanali | EC9207055 | db | 1 | 1055
6302700793 | EC9208060 External angle for trunking for air-conditioned installation dim. 80x60 | Elettrocanali | EC9208060 | db | 1 | 1106
6302700794 | EC9209065 External angle for trunking for air-conditioned installation dim. 90x65 | Elettrocanali | EC9209065 | db | 1 | 1140
6302700795 | EC93010060 Flat angle for trunking for air-conditioned installation dim. 100x60 | Elettrocanali | EC93010060 | db | 1 | 1184
6302700797 | EC9307055 Flat angle for trunking for air-conditioned installation dim. 70x55 | Elettrocanali | EC9307055 | db | 1 | 1055
6302700798 | EC9308060 Flat angle for trunking for air-conditioned installation dim. 80x60 | Elettrocanali | EC9308060 | db | 1 | 1106
6302700799 | EC9309065 Flat angle for trunking for air-conditioned installation dim. 90x65 | Elettrocanali | EC9309065 | db | 1 | 1140
6302700800 | EC94010060 Straight joint for trunking for air-conditioned installation dim. 100x60 | Elettrocanali | EC94010060 | db | 1 | 944
6302700802 | EC9407055 Straight joint for trunking for air-conditioned installation dim. 70x55 | Elettrocanali | EC9407055 | db | 1 | 870
6302700803 | EC9408060 Straight joint for trunking for air-conditioned installation dim. 80x60 | Elettrocanali | EC9408060 | db | 1 | 888
6302700804 | EC9409065 Straight joint for trunking for air-conditioned installation dim. 90x65 | Elettrocanali | EC9409065 | db | 1 | 918
6302700805 | EC95010060 T-joint for trunking for air-conditioned installation dim.100x60 | Elettrocanali | EC95010060 | db | 1 | 1469
6302700841 | EC9507055 T-joint for trunking for air-conditioned installation dim. 70x55 | Elettrocanali | EC9507055 | db | 1 | 1277
6302700842 | EC9508060 T-joint for trunking for air-conditioned installation dim. 80x60 | Elettrocanali | EC9508060 | db | 1 | 1351
6302700843 | EC9509065 T-joint for trunking for air-conditioned installation dim. 90x65 | Elettrocanali | EC9509065 | db | 1 | 1413
6302700844 | EC96010060 End cap for trunking for air-conditioned installation dim. 100x60 | Elettrocanali | EC96010060 | db | 1 | 944
6302700846 | EC9607055 End cap for trunking for air-conditioned installation dim. 70x55 | Elettrocanali | EC9607055 | db | 1 | 870
6302700847 | EC9608060 End cap for trunking for air-conditioned installation dim. 80x60 | Elettrocanali | EC9608060 | db | 1 | 888
6302700848 | EC9609065 End cap for trunking for air-conditioned installation dim. 90x65 | Elettrocanali | EC9609065 | db | 1 | 918
6302700849 | EC97010060 Wall through straight joint for air-conditioned installation dim. 100x60 | Elettrocanali | EC97010060 | db | 1 | 944
6302700851 | EC9707055 Wall through straight joint for air-conditioned installation dim. 70x55 | Elettrocanali | EC9707055 | db | 1 | 870
6302700852 | EC9708060 Wall through straight joint for air-conditioned installation dim. 80x60 | Elettrocanali | EC9708060 | db | 1 | 888
6302700853 | EC9709065 Wall through straight joint for air-conditioned installation dim. 90x65 | Elettrocanali | EC9709065 | db | 1 | 918
6302700854 | EC98010060 Wall through bent joint for air-conditioned installation dim. 100x60 | Elettrocanali | EC98010060 | db | 1 | 1184
6302700856 | EC9807055 Wall through bent joint for air-conditioned installation dim. 70x55 | Elettrocanali | EC9807055 | db | 1 | 1055
6302700857 | EC9808060 Wall through bent joint for air-conditioned installation dim. 80x60 | Elettrocanali | EC9808060 | db | 1 | 1106
6302700858 | EC9809065 Wall through bent joint for air-conditioned installation dim. 90x65 | Elettrocanali | EC9809065 | db | 1 | 1140
6302700859 | EC990GFE16 White spiral conduit int. diam. 16 | Elettrocanali | EC990GFE16 | m | 1 | 266
6302700860 | EC990GFE18 White spiral conduit int. diam. 18 | Elettrocanali | EC990GFE18 | m | 1 | 333
6302700861 | EC990GFE20 White spiral conduit int. diam. 20 | Elettrocanali | EC990GFE20 | m | 1 | 344
6302700862 | ECA100100 Slotted trunking A 8/12/8 dim.100x100 | Elettrocanali | ECA100100 | m | 1 | 5039
6302700863 | ECA10040 Slotted trunking A 8/12/8 dim.100x40 | Elettrocanali | ECA10040 | m | 1 | 2194
6302700864 | ECA10060 Slotted trunking A 8/12/8 dim.100x60 | Elettrocanali | ECA10060 | m | 1 | 2727
6302700865 | ECA10080 Slotted trunking A 8/12/8 dim.100x80 | Elettrocanali | ECA10080 | m | 1 | 3563
6302700866 | ECA12040 Slotted trunking A 8/12/8 dim.120x40 | Elettrocanali | ECA12040 | m | 1 | 2727
6302700867 | ECA12060 Slotted trunking A 8/12/8 dim.120x60 | Elettrocanali | ECA12060 | m | 1 | 3330
6302700868 | ECA12080 Slotted trunking A 8/12/8 dim.120x80 | Elettrocanali | ECA12080 | m | 1 | 4240
6302700869 | ECA2525 Slotted trunking A 8/12/8 dim. 25x25 | Elettrocanali | ECA2525 | m | 1 | 625
6302700870 | ECA2540 Slotted trunking A 8/12/8 dim. 25x40 | Elettrocanali | ECA2540 | m | 1 | 733
6302700871 | ECA2560 Slotted trunking A 8/12/8 dim. 25x60 | Elettrocanali | ECA2560 | m | 1 | 1073
6302700872 | ECA2580 Slotted trunking A 8/12/8 dim. 25x80 | Elettrocanali | ECA2580 | m | 1 | 1502
6302700873 | ECA40100 Slotted trunking A 8/12/8 dim. 40x100 | Elettrocanali | ECA40100 | m | 1 | 2357
6302700874 | ECA4025 Slotted trunking A 8/12/8 dim. 40x25 | Elettrocanali | ECA4025 | m | 1 | 881
6302700875 | ECA4040 40x40, VPE 70 műanyag perforált csatorna | Elettrocanali | ECA4040 | m | 1 | 995
6302700876 | ECA4060 Slotted trunking A 8/12/8 dim. 40x60 | Elettrocanali | ECA4060 | m | 1 | 1391
6302700877 | ECA4080 Slotted trunking A 8/12/8 dim. 40x80 | Elettrocanali | ECA4080 | m | 1 | 1776
6302700878 | ECA60100 Slotted trunking A 8/12/8 dim. 60x100 | Elettrocanali | ECA60100 | m | 1 | 3001
6302700879 | ECA6040 Slotted trunking A 8/12/8 dim. 60x40 | Elettrocanali | ECA6040 | m | 1 | 1491
6302700880 | ECA6060 Slotted trunking A 8/12/8 dim. 60x60 | Elettrocanali | ECA6060 | m | 1 | 1721
6302700881 | ECA6080 Slotted trunking A 8/12/8 dim. 60x80 | Elettrocanali | ECA6080 | m | 1 | 2301
6302700882 | ECA80100 Slotted trunking A 8/12/8 dim. 80x100 | Elettrocanali | ECA80100 | m | 1 | 3626
6302700883 | ECA8040 Slotted trunking A 8/12/8 dim. 80x40 | Elettrocanali | ECA8040 | m | 1 | 2020
6302700884 | ECA8060 Slotted trunking A 8/12/8 dim. 80x60 | Elettrocanali | ECA8060 | m | 1 | 2205
6302700885 | ECA8080 Slotted trunking A 8/12/8 dim. 80x80 | Elettrocanali | ECA8080 | m | 1 | 2627
6302700886 | ECAC16 Conduit bending steel spring diam.16mm | Elettrocanali | ECAC16 | db | 1 | 2387
6302700887 | ECAC20 Conduit bending steel spring diam.20mm | Elettrocanali | ECAC20 | db | 1 | 4003
6302700888 | ECAC25 Conduit bending steel spring diam.25mm | Elettrocanali | ECAC25 | db | 1 | 5454
6302700889 | ECAC32 Conduit bending steel spring diam.32mm | Elettrocanali | ECAC32 | db | 1 | 7278
6302702032 | ECADC Cutting machine for trunkings L.Max 120mm - H max 120mm | Elettrocanali | ECADC | db | 1 | 425796
6302700890 | ECAE10040B External angle for trunking dim. 100x40 white | Elettrocanali | ECAE10040B | db | 1 | 2453
6302700891 | ECAE10060B External angle for trunking dim. 100x60 white | Elettrocanali | ECAE10060B | db | 1 | 2557
6302700892 | ECAE10080B External angle for trunking dim. 100x80 white | Elettrocanali | ECAE10080B | db | 1 | 2760
6302700893 | ECAE12040B External angle for trunking dim. 120x40 white | Elettrocanali | ECAE12040B | db | 1 | 2964
6302700894 | ECAE12060B External angle for trunking dim. 120x60 white | Elettrocanali | ECAE12060B | db | 1 | 3056
6302700895 | ECAE12080B External angle for trunking dim. 120x80 white | Elettrocanali | ECAE12080B | db | 1 | 3167
6302700896 | ECAE15060B External angle for trunking dim. 150x60 white | Elettrocanali | ECAE15060B | db | 1 | 4018
6302700897 | ECAE1517B External angle for minitrunking dim. 15x17 white | Elettrocanali | ECAE1517B | db | 1 | 144
6302700898 | ECAE20060B External angle for trunking dim. 200x60 white | Elettrocanali | ECAE20060B | db | 1 | 8569
6302700899 | ECAE20080B External angle for trunking dim. 200x80 white | Elettrocanali | ECAE20080B | db | 1 | 10001
6302700900 | ECAE2010B External angle for minitrunking dim. 20x10 white | Elettrocanali | ECAE2010B | db | 1 | 144
6302700901 | ECAE2210B External angle for minitrunking dim. 22x10 white | Elettrocanali | ECAE2210B | db | 1 | 144
6302703451 | ECAE2213B External angle for minitrunking dim. 22x13 white | Elettrocanali | ECAE2213B | db | 1 | 148
6302700902 | ECAE2517B External angle for minitrunking dim. 25x17 white | Elettrocanali | ECAE2517B | db | 1 | 155
6302700903 | ECAE2525B External angle for minitrunking dim. 25x25 white | Elettrocanali | ECAE2525B | db | 1 | 167
6302700904 | ECAE3010B External angle for minitrunking dim. 30x10 white | Elettrocanali | ECAE3010B | db | 1 | 152
6302703452 | ECAE3213B External angle for minitrunking dim. 32x13 white | Elettrocanali | ECAE3213B | db | 1 | 155
6302700905 | ECAE4010B External angle for minitrunking dim. 40x10 white | Elettrocanali | ECAE4010B | db | 1 | 170
6302700906 | ECAE4017B External angle for minitrunking dim. 40x17 white | Elettrocanali | ECAE4017B | db | 1 | 189
6302700907 | ECAE4025B External angle for minitrunking dim. 40x25 white | Elettrocanali | ECAE4025B | db | 1 | 211
6302700908 | ECAE4040B External angle for trunking dim. 40x40 white | Elettrocanali | ECAE4040B | db | 1 | 278
6302700909 | ECAE6017B External angle for minitrunking dim. 60x17 white | Elettrocanali | ECAE6017B | db | 1 | 296
6302700910 | ECAE6040B External angle for trunking dim. 60x40 white | Elettrocanali | ECAE6040B | db | 1 | 374
6302700911 | ECAE6060B External angle for trunking dim. 60x60 white | Elettrocanali | ECAE6060B | db | 1 | 747
6302700912 | ECAE8040B External angle for trunking dim. 80x40 white | Elettrocanali | ECAE8040B | db | 1 | 1835
6302700913 | ECAE8060B External angle for trunking dim. 80x60 white | Elettrocanali | ECAE8060B | db | 1 | 1946
6302700914 | ECAE8080B External angle for trunking dim. 80x80 white | Elettrocanali | ECAE8080B | db | 1 | 2046
6302700937 | ECAI10040B Internal angle for trunking dim. 100x40 white | Elettrocanali | ECAI10040B | db | 1 | 2453
6302700938 | ECAI10060B Internal angle for trunking dim. 100x60 white | Elettrocanali | ECAI10060B | db | 1 | 2557
6302700939 | ECAI10080B Internal angle for trunking dim. 100x80 white | Elettrocanali | ECAI10080B | db | 1 | 2760
6302700940 | ECAI12040B Internal angle for trunking dim. 120x40 white | Elettrocanali | ECAI12040B | db | 1 | 2964
6302700941 | ECAI12060B Internal angle for trunking dim. 120x60 white | Elettrocanali | ECAI12060B | db | 1 | 3056
6302700942 | ECAI12080B Internal angle for trunking dim. 120x80 white | Elettrocanali | ECAI12080B | db | 1 | 3167
6302700943 | ECAI15060B Internal angle for trunking dim. 150x60 white | Elettrocanali | ECAI15060B | db | 1 | 4018
6302700944 | ECAI1517B Internal angle for minitrunking dim. 15x17 white | Elettrocanali | ECAI1517B | db | 1 | 144
6302700945 | ECAI20060B Internal angle for trunking dim. 200x60 white | Elettrocanali | ECAI20060B | db | 1 | 8569
6302700946 | ECAI20080B Internal angle for trunking dim. 200x80 white | Elettrocanali | ECAI20080B | db | 1 | 10001
6302700947 | ECAI2010B Internal angle for minitrunking dim. 20x10 white | Elettrocanali | ECAI2010B | db | 1 | 144
6302700948 | ECAI2210B Internal angle for minitrunking dim. 22x10 white | Elettrocanali | ECAI2210B | db | 1 | 144
6302703449 | ECAI2213B Internal angle for minitrunking dim. 22x13 white | Elettrocanali | ECAI2213B | db | 1 | 148
6302700949 | ECAI2517B Internal angle for minitrunking dim. 25x17 white | Elettrocanali | ECAI2517B | db | 1 | 155
6302700950 | ECAI2525B Internal angle for minitrunking dim. 25x25 white | Elettrocanali | ECAI2525B | db | 1 | 167
6302700951 | ECAI3010B Internal angle for minitrunking dim. 30x10 white | Elettrocanali | ECAI3010B | db | 1 | 152
6302703450 | ECAI3213B Internal angle for minitrunking dim. 32x13 white | Elettrocanali | ECAI3213B | db | 1 | 155
6302700952 | ECAI4010B Internal angle for minitrunking dim. 40x10 white | Elettrocanali | ECAI4010B | db | 1 | 170
6302700953 | ECAI4017B Internal angle for minitrunking dim. 40x17 white | Elettrocanali | ECAI4017B | db | 1 | 189
6302700954 | ECAI4025B Internal angle for minitrunking dim. 40x25 white | Elettrocanali | ECAI4025B | db | 1 | 211
6302700955 | ECAI4040B Internal angle for trunking dim. 40x40 white | Elettrocanali | ECAI4040B | db | 1 | 278
6302700956 | ECAI6017B Internal angle for minitrunking dim. 60x17 white | Elettrocanali | ECAI6017B | db | 1 | 296
6302700957 | ECAI6040B Internal angle for trunking dim. 60x40 white | Elettrocanali | ECAI6040B | db | 1 | 374
6302700958 | ECAI6060B Internal angle for trunking dim. 60x60 white | Elettrocanali | ECAI6060B | db | 1 | 747
6302700959 | ECAI8040B Internal angle for trunking dim. 80x40 white | Elettrocanali | ECAI8040B | db | 1 | 1835
6302700960 | ECAI8060B Internal angle for trunking dim. 80x60 white | Elettrocanali | ECAI8060B | db | 1 | 1946
6302700961 | ECAI8080B Internal angle for trunking dim. 80x80 white | Elettrocanali | ECAI8080B | db | 1 | 2046
6302700962 | ECAP10040B Flat angle for trunking dim. 100x40 white | Elettrocanali | ECAP10040B | db | 1 | 2453
6302700963 | ECAP10060B Flat angle for trunking dim. 100x60 white | Elettrocanali | ECAP10060B | db | 1 | 2557
6302700964 | ECAP10080B Flat angle for trunking dim. 100x80 white | Elettrocanali | ECAP10080B | db | 1 | 2760
6302700965 | ECAP12040B Flat angle for trunking dim. 120x40 white | Elettrocanali | ECAP12040B | db | 1 | 2964
6302700966 | ECAP12060B Flat angle for trunking dim. 120x60 white | Elettrocanali | ECAP12060B | db | 1 | 3056
6302700967 | ECAP12080B Flat angle for trunking dim. 120x80 white | Elettrocanali | ECAP12080B | db | 1 | 3167
6302700968 | ECAP15060B Flat angle for trunking dim. 150x60 white | Elettrocanali | ECAP15060B | db | 1 | 4018
6302700969 | ECAP1517B Flat angle for minitrunking dim. 15x17 white | Elettrocanali | ECAP1517B | db | 1 | 144
6302700970 | ECAP20060B Flat angle for trunking dim. 200x60 white | Elettrocanali | ECAP20060B | db | 1 | 9639
6302700971 | ECAP20080B Flat angle for trunking dim. 200x80 white | Elettrocanali | ECAP20080B | db | 1 | 11792
6302700972 | ECAP2010B Flat angle for minitrunking dim. 20x10 white | Elettrocanali | ECAP2010B | db | 1 | 144
6302700973 | ECAP2210B Flat angle for minitrunking dim. 22x10 white | Elettrocanali | ECAP2210B | db | 1 | 144
6302703453 | ECAP2213B Flat angle for minitrunking dim. 22x13 white | Elettrocanali | ECAP2213B | db | 1 | 148
6302700974 | ECAP2517B Flat angle for minitrunking dim. 25x17 white | Elettrocanali | ECAP2517B | db | 1 | 155
6302700975 | ECAP2525B Flat angle for minitrunking dim. 25x25 white | Elettrocanali | ECAP2525B | db | 1 | 167
6302700976 | ECAP3010B Flat angle for minitrunking dim. 30x10 white | Elettrocanali | ECAP3010B | db | 1 | 152
6302703454 | ECAP3213B Flat angle for minitrunking dim. 32x13 white | Elettrocanali | ECAP3213B | db | 1 | 155
6302700977 | ECAP4010B Flat angle for minitrunking dim. 40x10 white | Elettrocanali | ECAP4010B | db | 1 | 170
6302700978 | ECAP4017B Flat angle for minitrunking dim. 40x17 white | Elettrocanali | ECAP4017B | db | 1 | 189
6302700979 | ECAP4025B Flat angle for minitrunking dim. 40x25 white | Elettrocanali | ECAP4025B | db | 1 | 211
6302700980 | ECAP4040B Flat angle for trunking dim. 40x40 white | Elettrocanali | ECAP4040B | db | 1 | 278
6302700981 | ECAP6017B Flat angle for minitrunking dim. 60x17 white | Elettrocanali | ECAP6017B | db | 1 | 296
6302700982 | ECAP6040B Flat angle for trunking dim. 60x40 white | Elettrocanali | ECAP6040B | db | 1 | 374
6302700983 | ECAP6060B Flat angle for trunking dim. 60x60 white | Elettrocanali | ECAP6060B | db | 1 | 747
6302700984 | ECAP8040B Flat angle for trunking dim. 80x40 white | Elettrocanali | ECAP8040B | db | 1 | 1835
6302700985 | ECAP8060B Flat angle for trunking dim. 80x60 white | Elettrocanali | ECAP8060B | db | 1 | 1946
6302700986 | ECAP8080B Flat angle for trunking dim. 80x80 white | Elettrocanali | ECAP8080B | db | 1 | 2046
6302703484 | ECBR11060B 60x60 device installation trunking with cover dim. 110x60 white | Elettrocanali | ECBR11060B | m | 1 | 3700
6302703485 | ECBR13065B 60x60 device installation trunking with cover dim. 130x65 white | Elettrocanali | ECBR13065B | m | 1 | 4588
6302703491 | ECBRAE11060B External angle for trunking dim. 110x60 white | Elettrocanali | ECBRAE11060B | db | 1 | 9694
6302703492 | ECBRAE13065B External angle for trunking dim. 130x65 white | Elettrocanali | ECBRAE13065B | db | 1 | 9909
6302703489 | ECBRAI11060B Internal angle for trunking dim. 110x60 white | Elettrocanali | ECBRAI11060B | db | 1 | 9694
6302703490 | ECBRAI13065B Internal angle for trunking dim. 130x65 white | Elettrocanali | ECBRAI13065B | db | 1 | 9909
6302703486 | ECBRC80B Spare cover dim. 80 white | Elettrocanali | ECBRC80B | m | 1 | 840
6302703493 | ECBRS1 Adaptor box 60 mm 1 module - 71x71x50 mm | Elettrocanali | ECBRS1 | db | 1 | 1547
6302703494 | ECBRS2 Adaptor box 60 mm 2 module - 142x71x50 mm | Elettrocanali | ECBRS2 | db | 1 | 1728
6302703487 | ECBRTT11060B End cap for trunking dim. 110x60 white | Elettrocanali | ECBRTT11060B | db | 1 | 2061
6302703488 | ECBRTT13065B End cap for trunking dim. 130x65 white | Elettrocanali | ECBRTT13065B | db | 1 | 2187
6302700987 | ECBS16 IP 65 Conduit-box joint diam.16mm | Elettrocanali | ECBS16 | db | 1 | 241
6302700989 | ECBS20 IP65 Conduit-box joint diam.20mm | Elettrocanali | ECBS20 | db | 1 | 259
6302700991 | ECBS25 IP65 Conduit-box joint diam.25mm | Elettrocanali | ECBS25 | db | 1 | 307
6302700993 | ECBS32 IP65 Conduit-box joint diam.32mm | Elettrocanali | ECBS32 | db | 1 | 403
6302700994 | ECBS40 IP65 Conduit-box joint diam.40mm | Elettrocanali | ECBS40 | db | 1 | 507
6302700995 | ECBS50 IP65 Conduit-box joint diam.50mm | Elettrocanali | ECBS50 | db | 1 | 677
6302700996 | ECC12 Clamp conduit clips diam.min 12 max.20mm | Elettrocanali | ECC12 | db | 1 | 76.3
6302700997 | ECC16 Clamp conduit clips diam.min 14 max.22mm | Elettrocanali | ECC16 | db | 1 | 96.7
6302700998 | ECC25 Clamp conduit clips diam.min 23 max.35mm | Elettrocanali | ECC25 | db | 1 | 138
6302700999 | ECC50 Clamp conduit clips diam.min 38 max.50mm | Elettrocanali | ECC50 | db | 1 | 216
6302701000 | ECCAP5012B Floor cable trunking mm. 50x12 white | Elettrocanali | ECCAP5012B | m | 1 | 1761
6302701001 | ECCAP5012G Floor cable trunking mm. 50x12 grey | Elettrocanali | ECCAP5012G | m | 1 | 1761
6302701002 | ECCAP7517A Floor cable trunking mm. 75x17 slate | Elettrocanali | ECCAP7517A | m | 1 | 2227
6302701003 | ECCAP7517B Floor cable trunking mm. 75x17 white | Elettrocanali | ECCAP7517B | m | 1 | 2227
6302701004 | ECCAP7517G Floor cable trunking mm. 75x17 grey | Elettrocanali | ECCAP7517G | m | 1 | 2227
6302701005 | ECCF16G csőbilincs, sorolható | Elettrocanali | ECCF16 | db | 100 | 2390
6302701007 | ECCF20G csőbilincs, sorolható | Elettrocanali | ECCF20 | db | 100 | 2646
6302701009 | ECCF25G csőbilincs, sorolható | Elettrocanali | ECCF25 | db | 100 | 2897
6302701011 | ECCF32G csőbilincs, sorolható | Elettrocanali | ECCF32 | db | 1 | 41.7
6302701012 | ECCF40G csőbilincs, sorolható | Elettrocanali | ECCF40 | db | 1 | 70.2
6302701013 | ECCF50G csőbilincs, sorolható | Elettrocanali | ECCF50 | db | 1 | 79.8
6302701014 | ECCFC16 Collar clips diam.16mm | Elettrocanali | ECCFC16 | db | 100 | 3452
6302701016 | ECCFC20 Collar clips diam.20mm | Elettrocanali | ECCFC20 | db | 100 | 3515
6302701018 | ECCFC25 Collar clips diam.25mm | Elettrocanali | ECCFC25 | db | 1 | 40.2
6302701020 | ECCFC32 Collar clips diam.32mm | Elettrocanali | ECCFC32 | db | 1 | 43.8
6302704163 | ECCFC40 Clips fissatubo a collare dim. 40 | Elettrocanali | ECCFC40 | db | 100 | 7770
6302704164 | ECCFC50 Clips fissatubo a collare dim. 50 | Elettrocanali | ECCFC50 | db | 100 | 9713
6302701021 | ECCFF1 Tie clips diam.min.16 max. 32mm | Elettrocanali | ECCFF1 | db | 1 | 79.8
6302701023 | ECCFF2 Tie clips diam.min.32 max. 63mm | Elettrocanali | ECCFF2 | db | 1 | 114
6302703900 | ECCI16 Inspectionable bend diam.16 mm | Elettrocanali | ECCI16 | db | 1 | 126
6302703901 | ECCI20 Inspectionable bend diam.20 mm | Elettrocanali | ECCI20 | db | 1 | 163
6302703902 | ECCI25 Inspectionable bend diam.25 mm | Elettrocanali | ECCI25 | db | 1 | 189
6302703903 | ECCI32 Inspectionable bend diam.32 mm | Elettrocanali | ECCI32 | db | 1 | 237
6302701032 | ECCO100100 Cable retainer dim. 100x100 | Elettrocanali | ECCO100100 | db | 1 | 429
6302701033 | ECCO10040 Cable retainer dim. 100x40 | Elettrocanali | ECCO10040 | db | 1 | 340
6302701034 | ECCO10060 Cable retainer dim. 100x60 | Elettrocanali | ECCO10060 | db | 1 | 370
6302701035 | ECCO10080 Cable retainer dim. 100x80 | Elettrocanali | ECCO10080 | db | 1 | 396
6302701036 | ECCO12040 Cable retainer dim. 120x40 | Elettrocanali | ECCO12040 | db | 1 | 396
6302701037 | ECCO12060 Cable retainer dim. 120x60 | Elettrocanali | ECCO12060 | db | 1 | 444
6302701038 | ECCO12080 Cable retainer dim. 120x80 | Elettrocanali | ECCO12080 | db | 1 | 492
6302701039 | ECCO150 Cable retainer dim. 150x60 | Elettrocanali | ECCO150 | db | 1 | 707
6302701040 | ECCO200 Cable retainer dim. 200x60 | Elettrocanali | ECCO200 | db | 1 | 1206
6302701041 | ECCO40100 Cable retainer dim. 40x100 | Elettrocanali | ECCO40100 | db | 1 | 244
6302701042 | ECCO4040 Cable retainer dim. 40x40 | Elettrocanali | ECCO4040 | db | 1 | 189
6302701043 | ECCO4060 Cable retainer dim. 40x60 | Elettrocanali | ECCO4060 | db | 1 | 207
6302701044 | ECCO4080 Cable retainer dim. 40x80 | Elettrocanali | ECCO4080 | db | 1 | 233
6302701045 | ECCO60100 Cable retainer dim. 60x100 | Elettrocanali | ECCO60100 | db | 1 | 292
6302701046 | ECCO6040 Cable retainer dim. 60x40 | Elettrocanali | ECCO6040 | db | 1 | 222
6302701047 | ECCO6060 Cable retainer dim. 60x60 | Elettrocanali | ECCO6060 | db | 1 | 252
6302701048 | ECCO6080 Cable retainer dim. 60x80 | Elettrocanali | ECCO6080 | db | 1 | 274
6302701049 | ECCO80100 Cable retainer dim. 80x100 | Elettrocanali | ECCO80100 | db | 1 | 366
6302701050 | ECCO8040 Cable retainer dim. 80x40 | Elettrocanali | ECCO8040 | db | 1 | 274
6302701051 | ECCO8060 Cable retainer dim. 80x60 | Elettrocanali | ECCO8060 | db | 1 | 296
6302701052 | ECCO8080 Cable retainer dim. 80x80 | Elettrocanali | ECCO8080 | db | 1 | 329
6302701053 | ECCP100100B Cable trunking dim. 100x100 white | Elettrocanali | ECCP100100B | m | 1 | 5676
6302701054 | ECCP100100G Cable trunking dim. 100x100 grey | Elettrocanali | ECCP100100G | m | 1 | 5676
6302701055 | ECCP10040B Cable trunking dim. 100x40 white | Elettrocanali | ECCP10040B | m | 1 | 2479
6302701056 | ECCP10040G Cable trunking dim. 100x40 grey | Elettrocanali | ECCP10040G | m | 1 | 2479
6302701057 | ECCP10060B Cable trunking dim. 100x60 white | Elettrocanali | ECCP10060B | m | 1 | 3075
6302701058 | ECCP10060G Cable trunking dim. 100x60 grey | Elettrocanali | ECCP10060G | m | 1 | 3075
6302701059 | ECCP10080B Cable trunking dim. 100x80 white | Elettrocanali | ECCP10080B | m | 1 | 4018
6302701060 | ECCP10080G Cable trunking dim. 100x80 grey | Elettrocanali | ECCP10080G | m | 1 | 4018
6302701061 | ECCP12040B Cable trunking dim. 120x40 white | Elettrocanali | ECCP12040B | m | 1 | 3064
6302701062 | ECCP12040G Cable trunking dim. 120x40 grey | Elettrocanali | ECCP12040G | m | 1 | 3064
6302701063 | ECCP12060B Cable trunking dim. 120x60 white | Elettrocanali | ECCP12060B | m | 1 | 3756
6302701064 | ECCP12060G Cable trunking dim. 120x60 grey | Elettrocanali | ECCP12060G | m | 1 | 3756
6302701065 | ECCP12080B Cable trunking dim. 120x80 white | Elettrocanali | ECCP12080B | m | 1 | 4773
6302701066 | ECCP12080G Cable trunking dim. 120x80 grey | Elettrocanali | ECCP12080G | m | 1 | 4773
6302701067 | ECCP15060B Cable trunking dim. 150x60 white | Elettrocanali | ECCP15060B | m | 1 | 4788
6302701068 | ECCP15060G Cable trunking dim. 150x60 grey | Elettrocanali | ECCP15060G | m | 1 | 4788
6302701069 | ECCP20060B Cable trunking dim. 200x60 white | Elettrocanali | ECCP20060B | m | 1 | 6878
6302701070 | ECCP20060G Cable trunking dim. 200x60 grey | Elettrocanali | ECCP20060G | m | 1 | 6878
6302701071 | ECCP20080B Cable trunking dim. 200x80 white | Elettrocanali | ECCP20080B | m | 1 | 10852
6302701072 | ECCP20080G Cable trunking dim. 200x80 grey | Elettrocanali | ECCP20080G | m | 1 | 10852
6302701073 | ECCP2540B Cable trunking dim. 25x40 white | Elettrocanali | ECCP2540B | m | 1 | 792
6302701074 | ECCP2540G Cable trunking dim. 25x40 grey | Elettrocanali | ECCP2540G | m | 1 | 792
6302701075 | ECCP2560B Cable trunking dim. 25x60 white | Elettrocanali | ECCP2560B | m | 1 | 1210
6302701076 | ECCP2560G Cable trunking dim. 25x60 grey | Elettrocanali | ECCP2560G | m | 1 | 1210
6302701077 | ECCP2580B Cable trunking dim. 25x80 white | Elettrocanali | ECCP2580B | m | 1 | 1695
6302701078 | ECCP2580G Cable trunking dim. 25x80 grey | Elettrocanali | ECCP2580G | m | 1 | 1695
6302701079 | ECCP40100B Cable trunking dim. 40x100 white | Elettrocanali | ECCP40100B | m | 1 | 2653
6302701080 | ECCP40100G Cable trunking dim. 40x100 grey | Elettrocanali | ECCP40100G | m | 1 | 2653
6302701081 | ECCP4040B Cable trunking dim. 40x40 white | Elettrocanali | ECCP4040B | m | 1 | 1036
6302701082 | ECCP4040G Cable trunking dim. 40x40 grey | Elettrocanali | ECCP4040G | m | 1 | 1036
6302701083 | ECCP4060B Cable trunking dim. 40x60 white | Elettrocanali | ECCP4060B | m | 1 | 1565
6302701084 | ECCP4060G Cable trunking dim. 40x60 grey | Elettrocanali | ECCP4060G | m | 1 | 1565
6302701085 | ECCP4080B Cable trunking dim. 40x80 white | Elettrocanali | ECCP4080B | m | 1 | 2013
6302701086 | ECCP4080G Cable trunking dim. 40x80 grey | Elettrocanali | ECCP4080G | m | 1 | 2013
6302701088 | ECCP5050G Cable trunking DIN dim. 50x50 grey | Elettrocanali | ECCP5050G | m | 1 | 1754
6302701089 | ECCP60100B Cable trunking dim. 60x100 white | Elettrocanali | ECCP60100B | m | 1 | 3374
6302701090 | ECCP60100G Cable trunking dim. 60x100 grey | Elettrocanali | ECCP60100G | m | 1 | 3374
6302701091 | ECCP6040B Cable trunking dim. 60x40 white | Elettrocanali | ECCP6040B | m | 1 | 1632
6302701092 | ECCP6040G Cable trunking dim. 60x40 grey | Elettrocanali | ECCP6040G | m | 1 | 1632
6302701093 | ECCP6060B Cable trunking dim. 60x60 white | Elettrocanali | ECCP6060B | m | 1 | 1935
6302701094 | ECCP6060G Cable trunking dim. 60x60 grey | Elettrocanali | ECCP6060G | m | 1 | 1935
6302701095 | ECCP6080B Cable trunking dim. 60x80 white | Elettrocanali | ECCP6080B | m | 1 | 2586
6302701096 | ECCP6080G Cable trunking dim. 60x80 grey | Elettrocanali | ECCP6080G | m | 1 | 2586
6302702034 | ECCP7550B Cable trunking dim. DIN Type 12,5mm witrh cover 75x50 white | Elettrocanali | ECCP7550B | m | 1 | 2239
6302702035 | ECCP7550G Cable trunking dim. DIN Type 12,5mm witrh cover 75x50 grey | Elettrocanali | ECCP7550G | m | 1 | 2239
6302701097 | ECCP80100B Cable trunking dim. 80x100 white | Elettrocanali | ECCP80100B | m | 1 | 4089
6302701098 | ECCP80100G Cable trunking dim. 80x100 grey | Elettrocanali | ECCP80100G | m | 1 | 4089
6302701099 | ECCP8040B Cable trunking dim. 80x40 white | Elettrocanali | ECCP8040B | m | 1 | 2276
6302701100 | ECCP8040G Cable trunking dim. 80x40 grey | Elettrocanali | ECCP8040G | m | 1 | 2276
6302701101 | ECCP8060B Cable trunking dim. 80x60 white | Elettrocanali | ECCP8060B | m | 1 | 2490
6302701102 | ECCP8060G Cable trunking dim. 80x60 grey | Elettrocanali | ECCP8060G | m | 1 | 2490
6302701103 | ECCP8080B Cable trunking dim. 80x80 white | Elettrocanali | ECCP8080B | m | 1 | 2949
6302701104 | ECCP8080G Cable trunking dim. 80x80 grey | Elettrocanali | ECCP8080G | m | 1 | 2949
6302701105 | ECCPB Box blank cover dim. 120x83x5 white | Elettrocanali | ECCPB | db | 1 | 167
6302703478 | ECCPH10040 Halogen free cable trunking with cover dim. 100x40 grey | Elettrocanali | ECCPH10040 | m | 1 | 5021
6302703479 | ECCPH10060 Halogen free cable trunking with cover dim. 100x60 grey | Elettrocanali | ECCPH10060 | m | 1 | 7319
6302703480 | ECCPH10080 Halogen free cable trunking with cover dim. 100x80 grey | Elettrocanali | ECCPH10080 | m | 1 | 9646
6302703481 | ECCPH12040 Halogen free cable trunking with cover dim. 120x40 grey | Elettrocanali | ECCPH12040 | m | 1 | 6912
6302703482 | ECCPH12060 Halogen free cable trunking with cover dim. 120x60 grey | Elettrocanali | ECCPH12060 | m | 1 | 11474
6302703483 | ECCPH12080 Halogen free cable trunking with cover dim. 120x80 grey | Elettrocanali | ECCPH12080 | m | 1 | 12499
6302703466 | ECCPH2540 Halogen free cable trunking with cover dim. 25x40 grey | Elettrocanali | ECCPH2540 | m | 1 | 2560
6302703467 | ECCPH2560 Halogen free cable trunking with cover dim. 25x60 grey | Elettrocanali | ECCPH2560 | m | 1 | 3334
6302703468 | ECCPH2580 Halogen free cable trunking with cover dim. 25x80 grey | Elettrocanali | ECCPH2580 | m | 1 | 4029
6302703469 | ECCPH4040 Halogen free cable trunking with cover dim. 40x40 grey | Elettrocanali | ECCPH4040 | m | 1 | 3393
6302703470 | ECCPH4060 Halogen free cable trunking with cover dim. 40x60 grey | Elettrocanali | ECCPH4060 | m | 1 | 3482
6302703471 | ECCPH4080 Halogen free cable trunking with cover dim. 40x80 grey | Elettrocanali | ECCPH4080 | m | 1 | 5376
6302703472 | ECCPH6040 Halogen free cable trunking with cover dim. 60x40 grey | Elettrocanali | ECCPH6040 | m | 1 | 3578
6302703473 | ECCPH6060 Halogen free cable trunking with cover dim. 60x60 grey | Elettrocanali | ECCPH6060 | m | 1 | 4940
6302703474 | ECCPH6080 Halogen free cable trunking with cover dim. 60x80 grey | Elettrocanali | ECCPH6080 | m | 1 | 7866
6302703475 | ECCPH8040 Halogen free cable trunking with cover dim. 80x40 grey | Elettrocanali | ECCPH8040 | m | 1 | 4381
6302703476 | ECCPH8060 Halogen free cable trunking with cover dim. 80x60 grey | Elettrocanali | ECCPH8060 | m | 1 | 5347
6302703477 | ECCPH8080 Halogen free cable trunking with cover dim. 80x80 grey | Elettrocanali | ECCPH8080 | m | 1 | 8788
6302703976 | ECCR100B Spare cover dim. 100 mm - white | Elettrocanali | ECCR100B | m | 1 | 866
6302702036 | ECCR100G Spare cover dim.100 mm | Elettrocanali | ECCR100G | m | 1 | 866
6302702037 | ECCR100HG Spare cover for halogen free slotted trunking dim.100 mm | Elettrocanali | ECCR100HG | m | 1 | 4366
6302703977 | ECCR120B Spare cover dim. 120 mm - white | Elettrocanali | ECCR120B | m | 1 | 1110
6302702038 | ECCR120G Spare cover dim.120 mm | Elettrocanali | ECCR120G | m | 1 | 1110
6302702039 | ECCR120HG Spare cover for halogen free slotted trunking dim.120 mm | Elettrocanali | ECCR120HG | m | 1 | 7444
6302703978 | ECCR150B Spare cover dim. 150 mm - white | Elettrocanali | ECCR150B | m | 1 | 1658
6302703979 | ECCR200B Spare cover dim. 200 mm - white | Elettrocanali | ECCR200B | m | 1 | 2342
6302703972 | ECCR25B Spare cover dim. 25 mm - white | Elettrocanali | ECCR25B | m | 1 | 170
6302702040 | ECCR25G Spare cover dim.25 mm | Elettrocanali | ECCR25G | m | 1 | 170
6302702041 | ECCR25HG Spare cover for halogen free slotted trunking dim.25 mm | Elettrocanali | ECCR25HG | m | 1 | 1569
6302703973 | ECCR40B Spare cover dim. 40 mm - white | Elettrocanali | ECCR40B | m | 1 | 278
6302702042 | ECCR40G Spare cover dim.40 mm | Elettrocanali | ECCR40G | m | 1 | 278
6302702043 | ECCR40HG Spare cover for halogen free slotted trunking dim.40 mm | Elettrocanali | ECCR40HG | m | 1 | 2017
6302703974 | ECCR60B Spare cover dim. 60 mm - white | Elettrocanali | ECCR60B | m | 1 | 470
6302702044 | ECCR60G Spare cover dim.60 mm | Elettrocanali | ECCR60G | m | 1 | 470
6302702045 | ECCR60HG Spare cover for halogen free slotted trunking dim.60 mm | Elettrocanali | ECCR60HG | m | 1 | 2346
6302703975 | ECCR80B Spare cover dim. 80 mm - white | Elettrocanali | ECCR80B | m | 1 | 725
6302702046 | ECCR80G Spare cover dim.80 mm | Elettrocanali | ECCR80G | m | 1 | 725
6302702047 | ECCR80HG Spare cover for halogen free slotted trunking dim.80 mm | Elettrocanali | ECCR80HG | m | 1 | 3167
6302701107 | ECCRS16 íves cső, 90 fokos | Elettrocanali | ECCRS16 | db | 1 | 77.7
6302701740 | ECCRS16H íves cső, 90 fokos, halogénmentes | Elettrocanali | ECCRS16H | db | 1 | 85.1
6302701109 | ECCRS20 íves cső, 90 fokos | Elettrocanali | ECCRS20 | db | 1 | 104
6302701741 | ECCRS20H íves cső, 90 fokos, halogénmentes | Elettrocanali | ECCRS20H | db | 1 | 122
6302701111 | ECCRS25 íves cső, 90 fokos | Elettrocanali | ECCRS25 | db | 1 | 148
6302701742 | ECCRS25H íves cső, 90 fokos, halogénmentes | Elettrocanali | ECCRS25H | db | 1 | 167
6302701113 | ECCRS32 íves cső, 90 fokos | Elettrocanali | ECCRS32 | db | 1 | 289
6302701743 | ECCRS32H íves cső, 90 fokos, halogénmentes | Elettrocanali | ECCRS32H | db | 1 | 329
6302701114 | ECCRS40 íves cső, 90 fokos | Elettrocanali | ECCRS40 | db | 1 | 414
6302701744 | ECCRS40H íves cső, 90 fokos, halogénmentes | Elettrocanali | ECCRS40H | db | 1 | 733
6302701115 | ECCRS50 íves cső, 90 fokos | Elettrocanali | ECCRS50 | db | 1 | 629
6302701745 | ECCRS50H íves cső, 90 fokos, halogénmentes | Elettrocanali | ECCRS50H | db | 1 | 1151
6302701126 | ECCT16 Conduit clips 16mm w.plug diam.6mm steel screw | Elettrocanali | ECCT16 | db | 1 | 47.8
6302701127 | ECCT20 Conduit clips 20mm w.plug diam.6mm steel screw | Elettrocanali | ECCT20 | db | 1 | 49.4
6302701128 | ECCT25 Conduit clips 25mm w.plug diam.6mm steel screw | Elettrocanali | ECCT25 | db | 1 | 52.9
6302701129 | ECCT32 Conduit clips 32mm w.plug diam.8mm steel screw | Elettrocanali | ECCT32 | db | 1 | 83
6302702783 | ECCV16 IP44 Flexible bend diam.16mm | Elettrocanali | ECCV16 | db | 1 | 229
6302702784 | ECCV20 IP44 Flexible bend diam.20mm | Elettrocanali | ECCV20 | db | 1 | 307
6302702785 | ECCV25 IP44 Flexible bend diam.25mm | Elettrocanali | ECCV25 | db | 1 | 403
6302702786 | ECCV32 IP44 Flexible bend diam.32mm | Elettrocanali | ECCV32 | db | 1 | 500
6302701130 | ECCXS16 IP65 Conduit-box flexible bend diam.16mm | Elettrocanali | ECCXS16 | db | 1 | 670
6302701131 | ECCXS20 IP65 Conduit-box flexible bend diam.20mm | Elettrocanali | ECCXS20 | db | 1 | 722
6302701132 | ECCXS25 IP65 Conduit-box flexible bend diam.25mm | Elettrocanali | ECCXS25 | db | 1 | 910
6302701133 | ECCXS32 IP65 Conduit-box flexible bend diam.32mm | Elettrocanali | ECCXS32 | db | 1 | 1336
6302701134 | ECCXS40 IP65 Conduit-box flexible bend diam.40mm | Elettrocanali | ECCXS40 | db | 1 | 2039
6302701135 | ECCXS50 IP65 Conduit-box flexible bend diam.50mm | Elettrocanali | ECCXS50 | db | 1 | 2594
6302701136 | ECCXT16 IP65 Conduit-conduit flexible bend diam.16mm | Elettrocanali | ECCXT16 | db | 1 | 648
6302701137 | ECCXT20 IP65 Conduit-conduit flexible bend diam.20mm | Elettrocanali | ECCXT20 | db | 1 | 714
6302701138 | ECCXT25 IP65 Conduit-conduit flexible bend diam.25mm | Elettrocanali | ECCXT25 | db | 1 | 866
6302701139 | ECCXT32 IP65 Conduit-conduit flexible bend diam.32mm | Elettrocanali | ECCXT32 | db | 1 | 1317
6302701140 | ECCXT40 IP65 Conduit-conduit flexible bend diam.40mm | Elettrocanali | ECCXT40 | db | 1 | 1854
6302701141 | ECCXT50 IP65 Conduit-conduit flexible bend diam.50mm | Elettrocanali | ECCXT50 | db | 1 | 2320
6302701142 | ECGC Fixing guide for clips lenght 200mm - composable | Elettrocanali | ECGC | db | 1 | 133
6302703885 | ECGFE08 Flexible spiral conduit 2311 diam.8 mm - grey - 30 mt coil | Elettrocanali | ECGFE08 | m | 1 | 300
6302703886 | ECGFE08N Flexible spiral conduit 2311 diam.8 mm - black - 30 mt coil | Elettrocanali | ECGFE08N | m | 1 | 300
6302701143 | ECGFE10 Flexible spiral conduit 2311 diam.10mm-grey | Elettrocanali | ECGFE10 | m | 1 | 307
6302701144 | ECGFE10N Flexible spiral conduit 2311 diam.10mm-black | Elettrocanali | ECGFE10N | m | 1 | 307
6302701145 | ECGFE12 Flexible spiral conduit 2311 diam.12mm-grey | Elettrocanali | ECGFE12 | m | 1 | 307
6302701146 | ECGFE12N Flexible spiral conduit 2311 diam.12mm-black | Elettrocanali | ECGFE12N | m | 1 | 307
6302701147 | ECGFE14 Flexible spiral conduit 2311 diam.14mm-grey | Elettrocanali | ECGFE14 | m | 1 | 333
6302701148 | ECGFE14N Flexible spiral conduit 2311 diam.14mm-black | Elettrocanali | ECGFE14N | m | 1 | 333
6302701149 | ECGFE16 Flexible spiral conduit 2311 diam.16mm-grey | Elettrocanali | ECGFE16 | m | 1 | 333
6302701150 | ECGFE16N Flexible spiral conduit 2311 diam.16mm-black | Elettrocanali | ECGFE16N | m | 1 | 333
6302701152 | ECGFE20 Flexible spiral conduit 2311 diam.20mm-grey | Elettrocanali | ECGFE20 | m | 1 | 392
6302701153 | ECGFE20N Flexible spiral conduit 2311 diam.20mm-black | Elettrocanali | ECGFE20N | m | 1 | 392
6302701155 | ECGFE22 Flexible spiral conduit 2311 diam.22mm-grey | Elettrocanali | ECGFE22 | m | 1 | 518
6302701156 | ECGFE22N Flexible spiral conduit 2311 diam.22mm-black | Elettrocanali | ECGFE22N | m | 1 | 518
6302701157 | ECGFE25 Flexible spiral conduit 2311 diam.25mm-grey | Elettrocanali | ECGFE25 | m | 1 | 518
6302701158 | ECGFE25N Flexible spiral conduit 2311 diam.25mm-black | Elettrocanali | ECGFE25N | m | 1 | 518
6302701160 | ECGFE28 Flexible spiral conduit 2311 diam.28mm-grey | Elettrocanali | ECGFE28 | m | 1 | 636
6302701161 | ECGFE28N Flexible spiral conduit 2311 diam.28mm-black | Elettrocanali | ECGFE28N | m | 1 | 636
6302701162 | ECGFE32 Flexible spiral conduit 2311 diam.32mm-grey | Elettrocanali | ECGFE32 | m | 1 | 722
6302701163 | ECGFE32N Flexible spiral conduit 2311 diam.32mm-black | Elettrocanali | ECGFE32N | m | 1 | 722
6302701164 | ECGFE35 Flexible spiral conduit 2311 diam.35mm-grey | Elettrocanali | ECGFE35 | m | 1 | 962
6302701165 | ECGFE35N Flexible spiral conduit 2311 diam.35mm-black | Elettrocanali | ECGFE35N | m | 1 | 962
6302701166 | ECGFE40 Flexible spiral conduit 2311 diam.40mm-grey | Elettrocanali | ECGFE40 | m | 1 | 1003
6302701167 | ECGFE40N Flexible spiral conduit 2311 diam.40mm-black | Elettrocanali | ECGFE40N | m | 1 | 1003
6302701168 | ECGFE50 Flexible spiral conduit 2311 diam.50mm-grey | Elettrocanali | ECGFE50 | m | 1 | 1402
6302701169 | ECGFE50N Flexible spiral conduit 2311 diam.50mm-black | Elettrocanali | ECGFE50N | m | 1 | 1402
6302701170 | ECGFE60 Flexible spiral conduit 2311 diam.60mm-grey | Elettrocanali | ECGFE60 | m | 1 | 1787
6302701171 | ECGFE60N Flexible spiral conduit 2311 diam.60mm-black | Elettrocanali | ECGFE60N | m | 1 | 1787
6302701174 | ECGFLEX16 toldó hajlékony csőhöz, átlátszó | Elettrocanali | ECGFLEX16 | db | 100 | 3293
6302701176 | ECGFLEX20 toldó hajlékony csőhöz, átlátszó | Elettrocanali | ECGFLEX20 | db | 1 | 42.3
6302701178 | ECGFLEX25 toldó hajlékony csőhöz, átlátszó | Elettrocanali | ECGFLEX25 | db | 1 | 56.5
6302701180 | ECGFLEX32 toldó hajlékony csőhöz, átlátszó | Elettrocanali | ECGFLEX32 | db | 1 | 89.4
6302701181 | ECGFLEX40 toldó hajlékony csőhöz, átlátszó | Elettrocanali | ECGFLEX40 | db | 1 | 141
6302701182 | ECGFLEX50 toldó hajlékony csőhöz, átlátszó | Elettrocanali | ECGFLEX50 | db | 1 | 198
6302703920 | ECGI16 IP40 Coupling diam.16 mm | Elettrocanali | ECGI16 | db | 100 | 2823
6302703921 | ECGI20 IP40 Coupling diam.20 mm | Elettrocanali | ECGI20 | db | 100 | 3293
6302703922 | ECGI25 IP40 Coupling diam.25 mm | Elettrocanali | ECGI25 | db | 100 | 4706
6302703923 | ECGI32 IP40 Coupling diam.32 mm | Elettrocanali | ECGI32 | db | 100 | 7056
6302703924 | ECGI40 IP40 Coupling diam.40 mm | Elettrocanali | ECGI40 | db | 100 | 11766
6302703925 | ECGI50 IP40 Coupling diam.50 mm | Elettrocanali | ECGI50 | db | 100 | 16469
6302701194 | ECGS16 IP65 Rigid-flexible spiral conduit joint 16/12mm | Elettrocanali | ECGS16 | db | 1 | 181
6302701196 | ECGS20 IP65 Rigid-flexible spiral conduit joint 20/16mm | Elettrocanali | ECGS20 | db | 1 | 189
6302701198 | ECGS25 IP65 Rigid-flexible spiral conduit joint 25/20mm | Elettrocanali | ECGS25 | db | 1 | 222
6302701200 | ECGS32 IP65 Rigid-flexible spiral conduit joint 32/25mm | Elettrocanali | ECGS32 | db | 1 | 252
6302701201 | ECGS40 IP65 Rigid-flexible spiral conduit joint 40/32mm | Elettrocanali | ECGS40 | db | 1 | 392
6302701202 | ECGS50 IP65 Rigid-flexible spiral conduit joint 50/40mm | Elettrocanali | ECGS50 | db | 1 | 459
6302701203 | ECGSU16 csőcsatlakozó | Elettrocanali | ECGSU16 | db | 100 | 3759
6302701746 | ECGSU16H Halogen Free IP40 Coupling diam.16mm | Elettrocanali | ECGSU16H | db | 1 | 42.3
6302701205 | ECGSU20 csőcsatlakozó | Elettrocanali | ECGSU20 | db | 1 | 47.1
6302701747 | ECGSU20H csőcsatlakozó, halogénmentes | Elettrocanali | ECGSU20H | db | 1 | 56.5
6302701207 | ECGSU25 csőcsatlakozó | Elettrocanali | ECGSU25 | db | 1 | 65.9
6302701906 | ECGSU25H csőcsatlakozó, halogénmentes | Elettrocanali | ECGSU25H | db | 1 | 75.3
6302701209 | ECGSU32 csőcsatlakozó | Elettrocanali | ECGSU32 | db | 1 | 103
6302701748 | ECGSU32H Halogen Free IP40 Coupling diam.32mm | Elettrocanali | ECGSU32H | db | 1 | 122
6302701210 | ECGSU40 csőcsatlakozó | Elettrocanali | ECGSU40 | db | 1 | 184
6302701749 | ECGSU40H Halogen Free IP40 Coupling diam.40mm | Elettrocanali | ECGSU40H | db | 1 | 212
6302701211 | ECGSU50 csőcsatlakozó | Elettrocanali | ECGSU50 | db | 1 | 264
6302701750 | ECGSU50H Halogen Free IP40 Coupling diam.50mm | Elettrocanali | ECGSU50H | db | 1 | 306
6302702791 | ECGT10BW50 Blister round clips with nail dim.9-10mm white | Elettrocanali | ECGT10BW50 | db | 1 | 773
6302702792 | ECGT10GW50 Blister round clips with nail dim.9-10mm grey | Elettrocanali | ECGT10GW50 | db | 1 | 773
6302702793 | ECGT13BW50 Blister round clips with nail dim.13-14mm white | Elettrocanali | ECGT13BW50 | db | 1 | 995
6302702794 | ECGT13GW50 Blister round clips with nail dim.13-14mm grey | Elettrocanali | ECGT13GW50 | db | 1 | 995
6302701217 | ECGT16BW50 Blister round clips with nail dim.15-16mm white | Elettrocanali | ECGT16BW50 | db | 1 | 1325
6302701903 | ECGT16GW50 Blister round clips with nail dim.15-16mm grey | Elettrocanali | ECGT16GW50 | db | 1 | 1325
6302701220 | ECGT19BW50 Blister round clips with nail dim.19-20mm white | Elettrocanali | ECGT19BW50 | db | 1 | 1828
6302701904 | ECGT19GW50 Blister round clips with nail dim.19-20mm grey | Elettrocanali | ECGT19GW50 | db | 1 | 1828
6302701223 | ECGT25BW50 Blister round clips with nail dim.25-26mm white | Elettrocanali | ECGT25BW50 | db | 1 | 3759
6302701905 | ECGT25GW50 Blister round clips with nail dim.25-26mm grey | Elettrocanali | ECGT25GW50 | db | 1 | 3759
6302702795 | ECGT4BW50 Blister round clips with nail dim.3-4mm white | Elettrocanali | ECGT4BW50 | db | 1 | 500
6302702796 | ECGT4GW50 Blister round clips with nail dim.3-4mm grey | Elettrocanali | ECGT4GW50 | db | 1 | 500
6302702797 | ECGT6BW50 Blister round clips with nail dim.5-6mm white | Elettrocanali | ECGT6BW50 | db | 1 | 596
6302702798 | ECGT6GW50 Blister round clips with nail dim.5-6mm grey | Elettrocanali | ECGT6GW50 | db | 1 | 596
6302702799 | ECGT7BW50 Blister round clips with nail dim.6-7mm white | Elettrocanali | ECGT7BW50 | db | 1 | 596
6302702800 | ECGT7GW50 Blister round clips with nail dim.6-7mm grey | Elettrocanali | ECGT7GW50 | db | 1 | 596
6302702801 | ECGT8BW50 Blister round clips with nail dim.7-8mm white | Elettrocanali | ECGT8BW50 | db | 1 | 611
6302702802 | ECGT8GW50 Blister round clips with nail dim.7-8mm grey | Elettrocanali | ECGT8GW50 | db | 1 | 611
6302701233 | ECGU10040B Straight joint for trunking dim.100x40 white | Elettrocanali | ECGU10040B | db | 1 | 1754
6302701234 | ECGU10060B Straight joint for trunking dim.100x60 white | Elettrocanali | ECGU10060B | db | 1 | 1839
6302701235 | ECGU10080B Straight joint for trunking dim.100x80 white | Elettrocanali | ECGU10080B | db | 1 | 1924
6302701236 | ECGU12040B Straight joint for trunking dim.120x40 white | Elettrocanali | ECGU12040B | db | 1 | 2098
6302701237 | ECGU12060B Straight joint for trunking dim.120x60 white | Elettrocanali | ECGU12060B | db | 1 | 2187
6302701238 | ECGU12080B Straight joint for trunking dim.120x80 white | Elettrocanali | ECGU12080B | db | 1 | 2283
6302701239 | ECGU15060B Straight joint for trunking dim.150x60 white | Elettrocanali | ECGU15060B | db | 1 | 2390
6302701240 | ECGU1517B Straight joint for minitrunking dim. 15x17 white | Elettrocanali | ECGU1517B | db | 1 | 133
6302701241 | ECGU20060B Straight joint for trunking dim.200x60 white | Elettrocanali | ECGU20060B | db | 1 | 2457
6302701242 | ECGU20080B Straight joint for trunking dim.200x80 white | Elettrocanali | ECGU20080B | db | 1 | 2753
6302701243 | ECGU2010B Straight joint for minitrunking dim. 20x10 white | Elettrocanali | ECGU2010B | db | 1 | 133
6302701244 | ECGU2210B Straight joint for minitrunking dim. 22x10 white | Elettrocanali | ECGU2210B | db | 1 | 133
6302703455 | ECGU2213B Straight joint for minitrunking dim. 22x13 white | Elettrocanali | ECGU2213B | db | 1 | 137
6302701245 | ECGU2517B Straight joint for minitrunking dim. 25x17 white | Elettrocanali | ECGU2517B | db | 1 | 141
6302701246 | ECGU2525B Straight joint for minitrunking dim. 25x25 white | Elettrocanali | ECGU2525B | db | 1 | 148
6302701247 | ECGU3010B Straight joint for minitrunking dim. 30x10 white | Elettrocanali | ECGU3010B | db | 1 | 133
6302703456 | ECGU3213B Straight joint for minitrunking dim. 32x13 white | Elettrocanali | ECGU3213B | db | 1 | 141
6302701248 | ECGU4010B Straight joint for minitrunking dim. 40x10 white | Elettrocanali | ECGU4010B | db | 1 | 159
6302701249 | ECGU4017B Straight joint for minitrunking dim. 40x17 white | Elettrocanali | ECGU4017B | db | 1 | 181
6302701250 | ECGU4025B Straight joint for minitrunking dim. 40x25 white | Elettrocanali | ECGU4025B | db | 1 | 200
6302701251 | ECGU4040B Straight joint for trunking dim. 40x40 white | Elettrocanali | ECGU4040B | db | 1 | 218
6302701252 | ECGU6017B Straight joint for minitrunking dim. 60x17 white | Elettrocanali | ECGU6017B | db | 1 | 289
6302701253 | ECGU6040B Straight joint for trunking dim. 60x40 white | Elettrocanali | ECGU6040B | db | 1 | 318
6302701254 | ECGU6060B Straight joint for trunking dim. 60x60 white | Elettrocanali | ECGU6060B | db | 1 | 618
6302701255 | ECGU8040B Straight joint for trunking dim. 80x40 white | Elettrocanali | ECGU8040B | db | 1 | 1228
6302701256 | ECGU8060B Straight joint for trunking dim. 80x60 white | Elettrocanali | ECGU8060B | db | 1 | 1310
6302701257 | ECGU8080B Straight joint for trunking dim. 80x80 white | Elettrocanali | ECGU8080B | db | 1 | 1395
6302701258 | ECGX10 IP65 spiral conduit -box joint-Gas thread-10mm grey | Elettrocanali | ECGX10 | db | 1 | 326
6302703887 | ECGX10-9 IP65 spiral conduit -box joint-PG thread-PG9 - grey | Elettrocanali | ECGX10-9 | db | 1 | 326
6302701902 | ECGX10M IP65 sp.conduit-box joint-M thread-diam.10mm grey | Elettrocanali | ECGX10M | db | 1 | 326
6302701260 | ECGX12 IP65 spiral conduit -box joint-Gas thread-12mm grey | Elettrocanali | ECGX12 | db | 1 | 329
6302703888 | ECGX12-11 IP65 spiral conduit -box joint-PG thread-PG11 - grey | Elettrocanali | ECGX12-11 | db | 1 | 329
6302703889 | ECGX12-13 IP65 spiral conduit -box joint-PG thread-PG13,5 - grey | Elettrocanali | ECGX12-13 | db | 1 | 329
6302701263 | ECGX12M IP65 sp.conduit-box joint-M thread-diam.12mm grey | Elettrocanali | ECGX12M | db | 1 | 329
6302701264 | ECGX14 IP65 spiral conduit -box joint-Gas thread-14mm grey | Elettrocanali | ECGX14 | db | 1 | 340
6302703890 | ECGX14-13 IP65 spiral conduit -box joint-PG thread-PG13,5 - grey | Elettrocanali | ECGX14-13 | db | 1 | 340
6302701266 | ECGX16 IP65 spiral conduit -box joint-Gas thread-16mm grey | Elettrocanali | ECGX16 | db | 1 | 352
6302703891 | ECGX16-11 IP65 spiral conduit -box joint-PG thread-PG11 - grey | Elettrocanali | ECGX16-11 | db | 1 | 352
6302703892 | ECGX16-13 IP65 spiral conduit -box joint-PG thread-PG13,5 - grey | Elettrocanali | ECGX16-13 | db | 1 | 352
6302703893 | ECGX16-16 IP65 spiral conduit -box joint-PG thread-PG16 - grey | Elettrocanali | ECGX16-16 | db | 1 | 352
6302701270 | ECGX16M IP65 sp.conduit-box joint-M thread-diam.16mm grey | Elettrocanali | ECGX16M | db | 1 | 352
6302701271 | ECGX20 IP65 spiral conduit -box joint-Gas thread-20mm grey | Elettrocanali | ECGX20 | db | 1 | 392
6302703894 | ECGX20-21 IP65 spiral conduit -box joint-PG thread-PG21 - grey | Elettrocanali | ECGX20-21 | db | 1 | 392
6302701273 | ECGX20M IP65 sp.conduit-box joint-M thread-diam.20mm grey | Elettrocanali | ECGX20M | db | 1 | 392
6302701274 | ECGX22 IP65 spiral conduit -box joint-Gas thread-22mm grey | Elettrocanali | ECGX22 | db | 1 | 444
6302703895 | ECGX22-21 IP65 spiral conduit -box joint-PG thread-PG21- grey | Elettrocanali | ECGX22-21 | db | 1 | 444
6302701276 | ECGX25 IP65 spiral conduit -box joint-Gas thread-25mm grey | Elettrocanali | ECGX25 | db | 1 | 485
6302703896 | ECGX25-29 IP65 spiral conduit -box joint-PG thread-PG29 - grey | Elettrocanali | ECGX25-29 | db | 1 | 485
6302701278 | ECGX25M IP65 sp.conduit-box joint-M thread-diam.25mm grey | Elettrocanali | ECGX25M | db | 1 | 485
6302701279 | ECGX28 IP65 spiral conduit -box joint-Gas thread-28mm grey | Elettrocanali | ECGX28 | db | 1 | 548
6302703897 | ECGX28-29 IP65 spiral conduit -box joint-PG thread-PG29 - grey | Elettrocanali | ECGX28-29 | db | 1 | 548
6302701281 | ECGX32 IP65 spiral conduit -box joint-Gas thread-32mm grey | Elettrocanali | ECGX32 | db | 1 | 603
6302703898 | ECGX32-36 IP65 spiral conduit -box joint-PG thread-PG36 - grey | Elettrocanali | ECGX32-36 | db | 1 | 603
6302701283 | ECGX32M IP65 sp.conduit-box joint-M thread-diam.32mm grey | Elettrocanali | ECGX32M | db | 1 | 603
6302701284 | ECGX35 IP65 spiral conduit -box joint-Gas thread-35mm grey | Elettrocanali | ECGX35 | db | 1 | 673
6302703899 | ECGX35-36 IP65 spiral conduit -box joint-PG thread-PG36 - grey | Elettrocanali | ECGX35-36 | db | 1 | 673
6302701286 | ECGX40 IP65 spiral conduit -box joint-Gas thread-40mm grey | Elettrocanali | ECGX40 | db | 1 | 1362
6302701287 | ECGX40M IP65 sp.conduit-box joint-M thread-diam.40mm grey | Elettrocanali | ECGX40M | db | 1 | 1362
6302701288 | ECGX50 IP65 spiral conduit -box joint-Gas thread-50mm grey | Elettrocanali | ECGX50 | db | 1 | 1735
6302701289 | ECGX50M IP65 sp.conduit-box joint-M thread-diam.50mm grey | Elettrocanali | ECGX50M | db | 1 | 1735
6302702698 | ECICTA16 ICTA Piable PP conduit 3422 grey 16mm | Elettrocanali | ECICTA16 | m | 1 | 150
6302703856 | ECICTA16HF ICTA Pliable PP conduit 3422 grey 16 mm 100 mt coil | Elettrocanali | ECICTA16HF | m | 100 | 16983
6302703862 | ECICTA16HFT ICTA Pliable PP conduit 3422 grey 16 mm 100 mt coil | Elettrocanali | ECICTA16HFT | m | 100 | 17823
6302702699 | ECICTA16T ICTA Piable PP 16mm with draw tape | Elettrocanali | ECICTA16T | m | 1 | 158
6302702700 | ECICTA20 ICTA Piable PP conduit 3422 grey 20mm | Elettrocanali | ECICTA20 | m | 1 | 181
6302703857 | ECICTA20HF ICTA Pliable PP conduit 3422 grey 20 mm 100 mt coil | Elettrocanali | ECICTA20HF | m | 100 | 21257
6302703863 | ECICTA20HFT ICTA Pliable PP conduit 3422 grey 20 mm 100 mt coil | Elettrocanali | ECICTA20HFT | m | 100 | 22096
6302702701 | ECICTA20T ICTA Piable PP 20mm with draw tape | Elettrocanali | ECICTA20T | m | 1 | 189
6302702702 | ECICTA25 ICTA Piable PP conduit 3422 grey 25mm | Elettrocanali | ECICTA25 | m | 1 | 239
6302703858 | ECICTA25HF ICTA Pliable PP conduit 3422 grey 25 mm 50 mt coil | Elettrocanali | ECICTA25HF | m | 100 | 28564
6302703864 | ECICTA25HFT ICTA Pliable PP conduit 3422 grey 25 mm 50 mt coil | Elettrocanali | ECICTA25HFT | m | 100 | 29404
6302702703 | ECICTA25T ICTA Piable PP 25mm with draw tape | Elettrocanali | ECICTA25T | m | 1 | 248
6302702704 | ECICTA32 ICTA Piable PP conduit 3422 grey 32mm | Elettrocanali | ECICTA32 | m | 1 | 393
6302703859 | ECICTA32HF ICTA Pliable PP conduit 3422 grey 32 mm 50 mt coil | Elettrocanali | ECICTA32HF | m | 100 | 46583
6302703865 | ECICTA32HFT ICTA Pliable PP conduit 3422 grey 32 mm 50 mt coil | Elettrocanali | ECICTA32HFT | m | 100 | 47423
6302702705 | ECICTA32T ICTA Piable PP 32mm with draw tape | Elettrocanali | ECICTA32T | m | 1 | 402
6302702706 | ECICTA40 ICTA Piable PP conduit 3422 grey 40mm | Elettrocanali | ECICTA40 | m | 1 | 627
6302703860 | ECICTA40HF ICTA Pliable PP conduit 3422 grey 40 mm 25 mt coil | Elettrocanali | ECICTA40HF | m | 100 | 71051
6302703866 | ECICTA40HFT ICTA Pliable PP conduit 3422 grey 40 mm 25 mt coil | Elettrocanali | ECICTA40HFT | m | 100 | 71891
6302702707 | ECICTA40T ICTA Piable PP 40mm with draw tape | Elettrocanali | ECICTA40T | m | 1 | 635
6302702708 | ECICTA50 ICTA Piable PP conduit 3422 grey 50mm | Elettrocanali | ECICTA50 | m | 1 | 784
6302703861 | ECICTA50HF ICTA Pliable PP conduit 3422 grey 50 mm 25 mt coil | Elettrocanali | ECICTA50HF | m | 100 | 88822
6302703867 | ECICTA50HFT ICTA Pliable PP conduit 3422 grey 50 mm 25 mt coil | Elettrocanali | ECICTA50HFT | m | 100 | 89662
6302702709 | ECICTA50T ICTA Piable PP 50mm with draw tape | Elettrocanali | ECICTA50T | m | 1 | 792
6302704173 | ECK22104 Avvolgicavo civ. 4 schuk/biv. 15MT cav.met. | Elettrocanali | ECK22104 | db | 1 | 13198
6302704174 | ECK22105 Avvolgicavo civ. 4 schuk/biv. 25MT cav.met. | Elettrocanali | ECK22105 | db | 1 | 19906
6302704175 | ECK22106 Avvolgicavo civ. 4 schuk/biv. 50MT cav.met. | Elettrocanali | ECK22106 | db | 1 | 35335
6302704176 | ECK22422 Prolunga giardino S17-S30 2x1,5 - 20 mt | Elettrocanali | ECK22422 | db | 1 | 9550
6302704177 | ECK22426 Prolunga giardino S17-S30 2x1,5 - 40 mt | Elettrocanali | ECK22426 | db | 1 | 18807
6302704222 | ECK33601 Spina bianca 10A 2P+T | Elettrocanali | ECK33601 | db | 1 | 514
6302704223 | ECK33602 Presa bianca 10A 2P+T | Elettrocanali | ECK33602 | db | 1 | 622
6302704224 | ECK33603 Spina bianca 16A 2P+T | Elettrocanali | ECK33603 | db | 1 | 629
6302704225 | ECK33604 Presa bianca 16A 2P+T | Elettrocanali | ECK33604 | db | 1 | 740
6302704226 | ECK33605 Adattatore triplo bianco spina e prese 10A | Elettrocanali | ECK33605 | db | 1 | 932
6302704227 | ECK33606 Adattatore triplo biv. bianco spina 16A | Elettrocanali | ECK33606 | db | 1 | 1210
6302704228 | ECK33607 Adattat. triplo bianco SCHUKO/10A spina 10A | Elettrocanali | ECK33607 | db | 1 | 1143
6302704229 | ECK33608 Adattatore triplo SCHUKO/biv. bianco 16A | Elettrocanali | ECK33608 | db | 1 | 1388
6302704230 | ECK33609 Adattatore SCHUKO bianco 10A | Elettrocanali | ECK33609 | db | 1 | 803
6302704231 | ECK33610 Adattatore SCHUKO bianco spina 16A | Elettrocanali | ECK33610 | db | 1 | 873
6302704232 | ECK33611 Spina nera 10A 2P+T | Elettrocanali | ECK33611 | db | 1 | 514
6302704233 | ECK33612 Presa nera 10A 2P+T | Elettrocanali | ECK33612 | db | 1 | 622
6302704234 | ECK33613 Spina nera 16A 2P+T | Elettrocanali | ECK33613 | db | 1 | 629
6302704235 | ECK33614 Presa nera 16A 2P+T | Elettrocanali | ECK33614 | db | 1 | 740
6302704236 | ECK33615 Adattatore triplo nero spina e prese 10A | Elettrocanali | ECK33615 | db | 1 | 932
6302704237 | ECK33616 Adattatore triplo biv. nero spina 16A | Elettrocanali | ECK33616 | db | 1 | 1210
6302704238 | ECK33617 Adattat. triplo nero SCHUKO/10A spina 10A | Elettrocanali | ECK33617 | db | 1 | 1143
6302704239 | ECK33618 Adattatore triplo SCHUKO/biv. nero 16A | Elettrocanali | ECK33618 | db | 1 | 1388
6302704240 | ECK33619 Adattatore SCHUKO nero 10A | Elettrocanali | ECK33619 | db | 1 | 803
6302704241 | ECK33620 Adattatore SCHUKO nero spina 16A | Elettrocanali | ECK33620 | db | 1 | 873
6302704242 | ECK33621 Spina bianca salvaspazio 10A 2P+T | Elettrocanali | ECK33621 | db | 1 | 396
6302704243 | ECK33622 Spina bianca salvaspazio 16A 2P+T | Elettrocanali | ECK33622 | db | 1 | 429
6302704244 | ECK33623 Spina SCHUKO assiale/90° bianca 16A | Elettrocanali | ECK33623 | db | 1 | 825
6302704245 | ECK33624 Presa bianca SCHUKO/Bivalente 10/16A | Elettrocanali | ECK33624 | db | 1 | 1018
6302704247 | ECK33631 Spina nera salvaspazio 10A 2P+T | Elettrocanali | ECK33631 | db | 1 | 396
6302704248 | ECK33632 Spina nera salvaspazio 16A 2P+T | Elettrocanali | ECK33632 | db | 1 | 429
6302704249 | ECK33633 Spina SCHUKO assiale/90° nera 16A | Elettrocanali | ECK33633 | db | 1 | 825
6302704252 | ECK52001 Portalampada E14 liscio 10x1,0 bianco | Elettrocanali | ECK52001 | db | 1 | 315
6302704254 | ECK52002 Portalampada E14 liscio 10x1,0 nero | Elettrocanali | ECK52002 | db | 1 | 289
6302704256 | ECK52003 Portalampada E27 liscio 10x1,0 bianco | Elettrocanali | ECK52003 | db | 1 | 322
6302704257 | ECK52004 Portalampada E27 liscio 10x1,0 nero | Elettrocanali | ECK52004 | db | 1 | 289
6302704262 | ECK52010 Portalampada E14 filettato+2g.10x1,0 bianco | Elettrocanali | ECK52010 | db | 1 | 411
6302704263 | ECK52011 Portalampada E14 filettato+2g. 10x1,0 nero | Elettrocanali | ECK52011 | db | 1 | 377
6302704265 | ECK52015 Portalampada E27 filettato+2g.10x1,0 bianco | Elettrocanali | ECK52015 | db | 1 | 540
6302704266 | ECK52016 Portalampada E27 filettato+2g. 10x1,0 nero | Elettrocanali | ECK52016 | db | 1 | 429
6302704268 | ECK52018 Portalampada met.E27 filettato+2g 10x1,0 ot | Elettrocanali | ECK52018 | db | 1 | 1406
6302701290 | ECKIT100A Adaptor box screw space 60/67 dim. 100x60 | Elettrocanali | ECKIT100A | db | 1 | 2387
6302701291 | ECKIT100B Adaptor box scre space 83.5 dim. 100x60 | Elettrocanali | ECKIT100B | db | 1 | 2387
6302701292 | ECKIT100C Installation kit for CEE industrial sockets dim. 100x60 | Elettrocanali | ECKIT100C | db | 1 | 3075
6302701293 | ECKIT120A Adaptor box screw space 60/67 dim. 120x60 | Elettrocanali | ECKIT120A | db | 1 | 2468
6302701294 | ECKIT120B Adaptor box screw space 83.5 dim. 120x60 | Elettrocanali | ECKIT120B | db | 1 | 2468
6302701295 | ECKIT120C Installation kit for CEE industrial sockets dim. 120x60 | Elettrocanali | ECKIT120C | db | 1 | 3149
6302701296 | ECKIT150A Adaptor box screw space 60/67 dim. 150x60 | Elettrocanali | ECKIT150A | db | 1 | 2527
6302701297 | ECKIT150B Adaptor box screw space 83.5 dim. 150x60 | Elettrocanali | ECKIT150B | db | 1 | 2527
6302701298 | ECKIT150C Installation kit for CEE industrial sockets dim. 150x60 | Elettrocanali | ECKIT150C | db | 1 | 3208
6302701299 | ECKIT80B Adaptor box screw space 83.5 dim. 80x60 | Elettrocanali | ECKIT80B | db | 1 | 2331
6302704000 | ECL40001WH Nr. 1 One way single pole switch 16AX 250V~ | Elettrocanali | ECL40001WH | db | 1 | 2501
6302704013 | ECL40002WH Nr. 2 One way single pole switch 16AX 250V~ | Elettrocanali | ECL40002WH | db | 1 | 3497
6302703749 | ECL4000LD Standard lamp - LED AC 220V- blue light | Elettrocanali | ECL4000LD | db | 1 | 555
6302703182 | ECL4000LN Neon indicator lamp tec | Elettrocanali | ECL4000LN | db | 1 | 444
6302704001 | ECL40091WH Nr. 1 One way double pole switch 16AX 250V~ | Elettrocanali | ECL40091WH | db | 1 | 3652
6302704002 | ECL40121WH Nr. 1 One way single pole switch 16AX 250V~ - Neon Lamp 230V~ 0,5W | Elettrocanali | ECL40121WH | db | 1 | 3800
6302704006 | ECL40181WH Nr. 1 Push button 16A 250V~ - Neon Lamp 230V~ 0,5W | Elettrocanali | ECL40181WH | db | 1 | 3952
6302704005 | ECL4021111WH Nr. 1 Push button with bell symbol 16A 250V~ | Elettrocanali | ECL4021111WH | db | 1 | 3115
6302704004 | ECL40211WH Nr. 1 Push button 16A 250V~ | Elettrocanali | ECL40211WH | db | 1 | 2727
6302704014 | ECL40212WH Nr. 2 Push button 16A 250V~ | Elettrocanali | ECL40212WH | db | 1 | 3948
6302704009 | ECL40411WH Nr. 1 English shuttered sockets 2P+T 13A 250V~ | Elettrocanali | ECL40411WH | db | 1 | 3889
6302704015 | ECL40413WH Nr. 1 One way single pole switch 16AX 250V~ - 1 English shuttered sockets 2P+T 13A 250V~ | Elettrocanali | ECL40413WH | db | 1 | 5757
6302704011 | ECL40441WH Nr. 1 French shuttered sockets 2P+T 16A 250V~ | Elettrocanali | ECL40441WH | db | 1 | 3889
6302704016 | ECL40443WH Nr. 1 One way single pole switch 16AX 250V~ - 1 French shuttered sockets 2P+T 16A 250V~ | Elettrocanali | ECL40443WH | db | 1 | 5757
6302704007 | ECL40452WH Nr. 2 Italian double shuttered sockets 2P+T P11/17 10/16A 250V~ | Elettrocanali | ECL40452WH | db | 1 | 3844
6302704017 | ECL40453WH Nr. 1 One way single pole switch 16AX 250V~ - 2 Italian double shuttered sockets 2P+T P11/17 10/16A 250V~ | Elettrocanali | ECL40453WH | db | 1 | 5713
6302704008 | ECL40471WH Nr. 1 German shuttered sockets 2P+T P30 16A 250V~ | Elettrocanali | ECL40471WH | db | 1 | 3482
6302704018 | ECL40473WH Nr. 1 One way single pole switch 16AX 250V~ - 1 German shuttered sockets 2P+T P30 16A 250V~ | Elettrocanali | ECL40473WH | db | 1 | 5350
6302704010 | ECL40501WH Nr. 1 Italian/german triple shuttered sockets 2P+T P17/30 10/16A 250V~ | Elettrocanali | ECL40501WH | db | 1 | 3752
6302704019 | ECL40503WH Nr. 1 One way single pole switch 16AX 250V~ - 1 Italian/German triple shuttered sockets 2P+T P17/30 10/16A 250V~ | Elettrocanali | ECL40503WH | db | 1 | 5620
6302704012 | ECL4050R1 Nr. 1 Italian/german triple shuttered red sockets 2P+T P17/30 10/16A 250V~ | Elettrocanali | ECL4050R1 | db | 1 | 4018
6302704003 | ECL40611WH Nr. 1 One way single pole switch with key 16AX 250V~ | Elettrocanali | ECL40611WH | db | 1 | 6394
6302703632 | ECL4608 2 modules DIN bar adapter for 2 MYLIFE electrical device | Elettrocanali | ECL4608 | db | 1 | 973
6302703502 | ECL4611Q Distribution board box with hatch for 2 MYLIFE electrical device | Elettrocanali | ECL4611Q | db | 1 | 1672
6302703794 | ECL5610A1 Wall box - 1 device | Elettrocanali | ECL5610A1 | db | 1 | 784
6302703795 | ECL5610A2 Wall box - 2 device | Elettrocanali | ECL5610A2 | db | 1 | 784
6302703796 | ECL5610A3 Wall box - 3 device | Elettrocanali | ECL5610A3 | db | 1 | 1110
6302703797 | ECL5610A4 Wall box - 4 device | Elettrocanali | ECL5610A4 | db | 1 | 1376
6302703799 | ECL5611A1 Wall box - 1 device | Elettrocanali | ECL5611A1 | db | 1 | 1506
6302703800 | ECL5611A2 Wall box - 2 device | Elettrocanali | ECL5611A2 | db | 1 | 1506
6302703801 | ECL5611A3 Wall box - 3 device | Elettrocanali | ECL5611A3 | db | 1 | 2379
6302703802 | ECL5611A4 Wall box - 4 device | Elettrocanali | ECL5611A4 | db | 1 | 3611
6302701303 | ECMA1010 Minitrunking hinged lid and self-adhes. bottom 10x10 | Elettrocanali | ECMA1010 | m | 1 | 522
6302701304 | ECMA125125 Minitrunking cop.cern. fondo autoad.12.5x12.5 | Elettrocanali | ECMA125125 | m | 1 | 607
6302701305 | ECMA12575 Minitrunking cop.cern. fondo autoad. 12.5x7.5 | Elettrocanali | ECMA12575 | m | 1 | 525
6302701306 | ECMA1510 Minitrunking hinged lid and self-adhes. bottom 15x10 | Elettrocanali | ECMA1510 | m | 1 | 555
6302701307 | ECMA2010 Minitrunking hinged lid and self-adhes. bottom 20x10 | Elettrocanali | ECMA2010 | m | 1 | 599
6302701308 | ECMA2075 Minitrunking hinged lid and self-adhes. bottom 20x7.5 | Elettrocanali | ECMA2075 | m | 1 | 570
6302702048 | ECMC1515B Minitrunking wrap-around lid 15x17 white 1compart. | Elettrocanali | ECMC1515B | m | 1 | 481
6302701309 | ECMC1517AB Minitrunking front-hooking lid 15x17 white 1compart. | Elettrocanali | ECMC1517AB | m | 1 | 525
6302701310 | ECMC1517B Minitrunking front-hooking lid 15x17 white 1compart. | Elettrocanali | ECMC1517B | m | 1 | 451
6302703448 | ECMC1818B Minitrunking front-hooking lid 18x18 white 1 compart. | Elettrocanali | ECMC1818B | m | 1 | 492
6302701311 | ECMC2010AB Minitrunking wrap-around lid 20x10 white 1compart. | Elettrocanali | ECMC2010AB | m | 1 | 474
6302701312 | ECMC2010B Minitrunking front-hooking lid 20x10 white 1compart. | Elettrocanali | ECMC2010B | m | 1 | 411
6302702050 | ECMC2020B Minitrunking front-hooking lid 20x20 white 1compart. | Elettrocanali | ECMC2020B | m | 1 | 492
6302703441 | ECMC2210-1B Minitrunking front-hooking lid 22x10 white 1 compart. | Elettrocanali | ECMC2210-1B | m | 1 | 444
6302701314 | ECMC2210B Minitrunking front-hooking lid 22x10 white 2compart. | Elettrocanali | ECMC2210B | m | 1 | 444
6302703446 | ECMC2213-1B Minitrunking wrap-around lid 22x13 white 1 compart. | Elettrocanali | ECMC2213-1B | m | 1 | 481
6302701315 | ECMC2517AB Minitrunking wrap-around lid 25x17 white 1compart. | Elettrocanali | ECMC2517AB | m | 1 | 592
6302701316 | ECMC2517B Minitrunking front-hooking lid 25x17 white 1compart. | Elettrocanali | ECMC2517B | m | 1 | 540
6302701317 | ECMC2525AB Minitrunking wrap-around lid 25x25 white 1compart. | Elettrocanali | ECMC2525AB | m | 1 | 618
6302701318 | ECMC2525B Minitrunking front-hooking lid 25x25 white 1compart. | Elettrocanali | ECMC2525B | m | 1 | 603
6302703442 | ECMC3010-1B Minitrunking front-hooking lid 30x10 white 1 compart. | Elettrocanali | ECMC3010-1B | m | 1 | 511
6302701320 | ECMC3010AB Minitrunking front-hooking lid 30x10 white 1compart. | Elettrocanali | ECMC3010AB | m | 1 | 559
6302701321 | ECMC3010B Minitrunking wrap-around lid 30x10 white 2compart. | Elettrocanali | ECMC3010B | m | 1 | 511
6302702051 | ECMC3015B Minitrunking front-hooking lid 30x10 white 2compart. | Elettrocanali | ECMC3015B | m | 1 | 522
6302702052 | ECMC3030B Minitrunking front-hooking lid 30x30 white 1compart. | Elettrocanali | ECMC3030B | m | 1 | 570
6302703447 | ECMC3213-1B Minitrunking wrap-around lid 32x13 white 1 compart. | Elettrocanali | ECMC3213-1B | m | 1 | 570
6302701322 | ECMC4010B Minitrunking front-hooking lid 40x10 white 3compart. | Elettrocanali | ECMC4010B | m | 1 | 655
6302703443 | ECMC4017-1B Minitrunking front-hooking lid 40x17 white 1 compart. | Elettrocanali | ECMC4017-1B | m | 1 | 836
6302701324 | ECMC4017AB Minitrunking wrap-around lid 40x17 white 2compart. | Elettrocanali | ECMC4017AB | m | 1 | 873
6302701325 | ECMC4017B Minitrunking front-hooking lid 40x17 white 2compart. | Elettrocanali | ECMC4017B | m | 1 | 836
6302701326 | ECMC4025AB Minitrunking wrap-around lid 40x25 white 1compart. | Elettrocanali | ECMC4025AB | m | 1 | 899
6302701327 | ECMC4025B Minitrunking front-hooking lid 40x25 white 1compart. | Elettrocanali | ECMC4025B | m | 1 | 881
6302703444 | ECMC5020-1B Minitrunking front-hooking lid 50x20 white 2 compart. | Elettrocanali | ECMC5020-1B | m | 1 | 936
6302703445 | ECMC5020-2B Minitrunking front-hooking lid 50x20 white 3 compart. | Elettrocanali | ECMC5020-2B | m | 1 | 940
6302701087 | ECMC5020-2B Minitrunking front-hooking lid 50x20 white 3compart. | Elettrocanali | ECCP5050B | m | 1 | 1754
6302701330 | ECMC5020B Minitrunking front-hooking lid 50x20 white 1compart. | Elettrocanali | ECMC5020B | m | 1 | 921
6302701331 | ECMC6017B Minitrunking front-hooking lid 60x17 white 3compart. | Elettrocanali | ECMC6017B | m | 1 | 1143
6302701332 | ECMS16 IP65 coupling diam.16mm | Elettrocanali | ECMS16 | db | 1 | 196
6302701334 | ECMS20 IP65 coupling diam.20mm | Elettrocanali | ECMS20 | db | 1 | 207
6302701336 | ECMS25 IP65 coupling diam.25mm | Elettrocanali | ECMS25 | db | 1 | 244
6302701338 | ECMS32 IP65 coupling diam.32mm | Elettrocanali | ECMS32 | db | 1 | 278
6302701339 | ECMS40 IP65 coupling diam.40mm | Elettrocanali | ECMS40 | db | 1 | 440
6302701340 | ECMS50 IP65 coupling diam.50mm | Elettrocanali | ECMS50 | db | 1 | 574
6302701341 | ECP03 Spiral wrap d. 3x5 transparent | Elettrocanali | ECP03 | m | 1 | 69.7
6302701342 | ECP04 Spiral wrap d. 4x6 transparent | Elettrocanali | ECP04 | m | 1 | 73.8
6302701343 | ECP06 Spiral wrap d. 6x8 transparent | Elettrocanali | ECP06 | m | 1 | 107
6302701344 | ECP08 Spiral wrap d. 8x10 transparent | Elettrocanali | ECP08 | m | 1 | 143
6302701346 | ECP10 Spiral wrap d. 10x12 transparent | Elettrocanali | ECP10 | m | 1 | 190
6302701347 | ECP12 Spiral wrap d. 12x14 transparent | Elettrocanali | ECP12 | m | 1 | 227
6302701348 | ECP14 Spiral wrap d. 14x16 transparent | Elettrocanali | ECP14 | m | 1 | 276
6302701349 | ECP5050 Pre-cut trunking 18/23mm - dim 50x50mm | Elettrocanali | ECP5050 | m | 1 | 1850
6302702055 | ECP7550 Pre-cut trunking 18/23mm - dim 75x50mm | Elettrocanali | ECP7550 | m | 1 | 2353
6302701350 | ECPA03 Self-extinguishing spiral wrap 3x5 white | Elettrocanali | ECPA03 | m | 1 | 98.2
6302701351 | ECPA04 Self-extinguishing spiral wrap 4x6 white | Elettrocanali | ECPA04 | m | 1 | 104
6302701352 | ECPA06 Self-extinguishing spiral wrap 6x8 white | Elettrocanali | ECPA06 | m | 1 | 156
6302701353 | ECPA08 Self-extinguishing spiral wrap 8x10 white | Elettrocanali | ECPA08 | m | 1 | 210
6302701355 | ECPA10 Self-extinguishing spiral wrap 10x12 white | Elettrocanali | ECPA10 | m | 1 | 292
6302701356 | ECPA12 Self-extinguishing spiral wrap 12x14 white | Elettrocanali | ECPA12 | m | 1 | 344
6302701357 | ECPA14 Self-extinguishing spiral wrap 14x16 white | Elettrocanali | ECPA14 | m | 1 | 414
6302701358 | ECPN03 Spiral wrap d. 3x5 black | Elettrocanali | ECPN03 | m | 1 | 69.7
6302701359 | ECPN04 Spiral wrap d. 4x6 black | Elettrocanali | ECPN04 | m | 1 | 73.8
6302701360 | ECPN06 Spiral wrap d. 6x8 black | Elettrocanali | ECPN06 | m | 1 | 107
6302701361 | ECPN08 Spiral wrap d. 8x10 black | Elettrocanali | ECPN08 | m | 1 | 143
6302701363 | ECPN10 Spiral wrap d. 10x12 black | Elettrocanali | ECPN10 | m | 1 | 190
6302701364 | ECPN12 Spiral wrap d. 12x14 black | Elettrocanali | ECPN12 | m | 1 | 227
6302701365 | ECPN14 Spiral wrap d. 14x16 black | Elettrocanali | ECPN14 | m | 1 | 276
6302701864 | ECPOZ.20 Ground box with cover dim.200x200 | Elettrocanali | ECPOZ.20 | db | 1 | 2490
6302701863 | ECPOZ.25 Ground box with cover dim.250x250 light pole | Elettrocanali | ECPOZ.25 | db | 1 | 7985
6302701865 | ECPOZ.30 Ground box with cover dim.300x300 | Elettrocanali | ECPOZ.30 | db | 1 | 6457
6302701866 | ECPOZ.40 Ground box with cover dim.400x400 | Elettrocanali | ECPOZ.40 | db | 1 | 14708
6302701368 | ECRS16 Rigid-flexible spiral conduit joint diam.16mm | Elettrocanali | ECRS16 | db | 1 | 274
6302701369 | ECRS20 Rigid-flexible spiral conduit joint diam.20mm | Elettrocanali | ECRS20 | db | 1 | 318
6302701370 | ECRS25 Rigid-flexible spiral conduit joint diam.25mm | Elettrocanali | ECRS25 | db | 1 | 366
6302701371 | ECRS32 Rigid-flexible spiral conduit joint diam.32mm | Elettrocanali | ECRS32 | db | 1 | 492
6302701372 | ECRS40 Rigid-flexible spiral conduit joint diam.40mm | Elettrocanali | ECRS40 | db | 1 | 551
6302701373 | ECRS50 Rigid-flexible spiral conduit joint diam.50mm | Elettrocanali | ECRS50 | db | 1 | 629
6302701448 | ECT1517B T-joint for minitrunking dim. 15x17 white | Elettrocanali | ECT1517B | db | 1 | 144
6302701449 | ECT2010B T-joint for minitrunking dim. 20x10 white | Elettrocanali | ECT2010B | db | 1 | 144
6302701450 | ECT2210B T-joint for minitrunking dim. 22x10 white | Elettrocanali | ECT2210B | db | 1 | 144
6302703459 | ECT2213B End cap for minitrunking dim. 22x13 white | Elettrocanali | ECT2213B | db | 1 | 148
6302701451 | ECT2517B T-joint for minitrunking dim. 25x17 white | Elettrocanali | ECT2517B | db | 1 | 155
6302701452 | ECT2525B T-joint for minitrunking dim. 25x25 white | Elettrocanali | ECT2525B | db | 1 | 167
6302701453 | ECT3010B T-joint for minitrunking dim. 30x10 white | Elettrocanali | ECT3010B | db | 1 | 152
6302703460 | ECT3213B End cap for minitrunking dim. 32x13 white | Elettrocanali | ECT3213B | db | 1 | 155
6302701454 | ECT4010B T-joint for minitrunking dim. 40x10 white | Elettrocanali | ECT4010B | db | 1 | 170
6302701455 | ECT4017B T-joint for minitrunking dim. 40x17 white | Elettrocanali | ECT4017B | db | 1 | 189
6302701456 | ECT4025B T-joint for minitrunking dim. 40x25 white | Elettrocanali | ECT4025B | db | 1 | 211
6302701457 | ECT4040B T-joint for minitrunking dim. 40x40 white | Elettrocanali | ECT4040B | db | 1 | 278
6302701458 | ECT6017B T-joint for minitrunking dim. 60x17 white | Elettrocanali | ECT6017B | db | 1 | 296
6302700806 | ECT6040B T-joint for minitrunking dim. 60x40 white | Elettrocanali | ECT6040B | db | 1 | 374
6302700807 | ECT6060B T-joint for minitrunking dim. 60x60 white | Elettrocanali | ECT6060B | db | 1 | 747
6302700808 | ECTC10 Nylon plug 10mm with steel screws | Elettrocanali | ECTC10 | db | 1 | 72.2
6302701789 | ECTC1216 16/100 hajlékony védőcső, könnyű, világosszürke | Elettrocanali | ECTC1216 | m | 1 | 72
6302701822 | ECTC121610 Pliable conduit 2221-16mm 10mt coil | Elettrocanali | ECTC121610 | db | 1 | 1140
6302701819 | ECTC121625 Pliable conduit 2221-16mm 25mt coil | Elettrocanali | ECTC121625 | db | 1 | 2039
6302701790 | ECTC121650 16/50 hajlékony védőcső, könnyű, világosszürke | Elettrocanali | ECTC121650 | m | 1 | 76.7
6302701825 | ECTC1216T Pliable conduit 2221-16mm w.draw tape | Elettrocanali | ECTC1216T | m | 1 | 80.4
6302701791 | ECTC1220 20/100 hajlékony védőcső, könnyű, világosszürke | Elettrocanali | ECTC1220 | m | 1 | 101
6302701823 | ECTC122010 Pliable conduit 2221-20mm 10mt coil | Elettrocanali | ECTC122010 | db | 1 | 1473
6302701820 | ECTC122025 Pliable conduit 2221-20mm 25mt coil | Elettrocanali | ECTC122025 | db | 1 | 2942
6302701792 | ECTC122050 20/50 hajlékony védőcső, könnyű, világosszürke | Elettrocanali | ECTC122050 | m | 1 | 105
6302701826 | ECTC1220T Pliable conduit 2221-20mm w.draw tape | Elettrocanali | ECTC1220T | m | 1 | 109
6302701793 | ECTC1225 25/50 hajlékony védőcső, könnyű, világosszürke | Elettrocanali | ECTC1225 | m | 1 | 139
6302701824 | ECTC122510 Pliable conduit 2221-25mm 10mt coil | Elettrocanali | ECTC122510 | db | 1 | 1954
6302701794 | ECTC1225100 Pliable conduit 2221-25mm 100mt coil | Elettrocanali | ECTC1225100 | m | 1 | 139
6302701821 | ECTC122525 Pliable conduit 2221-25mm 25mt coil | Elettrocanali | ECTC122525 | db | 1 | 3992
6302701827 | ECTC1225T Pliable conduit 2221-25mm w.draw tape | Elettrocanali | ECTC1225T | m | 1 | 148
6302701795 | ECTC1232 32/25 hajlékony védőcső, könnyű, világosszürke | Elettrocanali | ECTC1232 | m | 1 | 201
6302701796 | ECTC123250 Pliable conduit 2221-32mm 50mt coil | Elettrocanali | ECTC123250 | m | 1 | 201
6302701828 | ECTC1232T Pliable conduit 2221-32mm w.draw tape | Elettrocanali | ECTC1232T | m | 1 | 210
6302701797 | ECTC1240 40/25 hajlékony védőcső, könnyű, világosszürke | Elettrocanali | ECTC1240 | m | 1 | 269
6302701829 | ECTC1240T Pliable conduit 2221-40mm w.draw tape | Elettrocanali | ECTC1240T | m | 1 | 277
6302701818 | ECTC1250 50/25 hajlékony védőcső, könnyű, világosszürke | Elettrocanali | ECTC1250 | m | 1 | 350
6302701830 | ECTC1250T Pliable conduit 2221-50mm w.draw tape | Elettrocanali | ECTC1250T | m | 1 | 359
6302701757 | ECTC1516 16/100 hajlékony védőcső, közepes, fekete | Elettrocanali | ECTC1516 | m | 1 | 86.9
6302701841 | ECTC151610 Pliable conduit 3321-16mm 10mt coil | Elettrocanali | ECTC151610 | db | 1 | 1506
6302701844 | ECTC151610T Pliable conduit 3321-16mm-10mt w.draw tape | Elettrocanali | ECTC151610T | db | 1 | 1591
6302701835 | ECTC151625 Pliable conduit 3321-16mm 25mt coil | Elettrocanali | ECTC151625 | db | 1 | 2690
6302701838 | ECTC151625T Pliable conduit 3321-16mm-25mt w.draw tape | Elettrocanali | ECTC151625T | db | 1 | 2901
6302701831 | ECTC151650 Pliable conduit 3321-16mm 50mt coil | Elettrocanali | ECTC151650 | m | 1 | 87.4
6302701833 | ECTC151650T Pliable conduit 3321-16mm-50mt w.draw tape | Elettrocanali | ECTC151650T | m | 1 | 95.8
6302701773 | ECTC1516B Pliable conduit 3321-16mm 100mt coil white | Elettrocanali | ECTC1516B | m | 1 | 86.9
6302701777 | ECTC1516BL Pliable conduit 3321-16mm 100mt coil blue | Elettrocanali | ECTC1516BL | m | 1 | 86.9
6302701785 | ECTC1516L Pliable conduit 3321-16mm 100mt coil violet | Elettrocanali | ECTC1516L | m | 1 | 86.9
6302701781 | ECTC1516M Pliable conduit 3321-16mm 100mt coil brown | Elettrocanali | ECTC1516M | m | 1 | 86.9
6302701763 | ECTC1516T hajlékony védőcső, behúzódróttal, fekete | Elettrocanali | ECTC1516T | m | 1 | 95.3
6302701802 | ECTC1516TB Pliable conduit 3321-16mm w.draw tape white | Elettrocanali | ECTC1516TB | m | 1 | 95.3
6302701806 | ECTC1516TBL Pliable conduit 3321-16mm w.draw tape blue | Elettrocanali | ECTC1516TBL | m | 1 | 95.3
6302701814 | ECTC1516TL Pliable conduit 3321-16mm w.draw tape violet | Elettrocanali | ECTC1516TL | m | 1 | 95.3
6302701810 | ECTC1516TM Pliable conduit 3321-16mm w.draw tape brown | Elettrocanali | ECTC1516TM | m | 1 | 95.3
6302701798 | ECTC1516TVE Pliable conduit 3321-16mm w.draw tape green | Elettrocanali | ECTC1516TVE | m | 1 | 95.3
6302701769 | ECTC1516VE Pliable conduit 3321-16mm 100mt coil green | Elettrocanali | ECTC1516VE | m | 1 | 86.9
6302701758 | ECTC1520 20/100 hajlékony védőcső, közepes, fekete | Elettrocanali | ECTC1520 | m | 1 | 109
6302701842 | ECTC152010 Pliable conduit 3321-20mm 10mt coil | Elettrocanali | ECTC152010 | db | 1 | 1857
6302701845 | ECTC152010T Pliable conduit 3321-20mm-10mt w.draw tape | Elettrocanali | ECTC152010T | db | 1 | 1943
6302701836 | ECTC152025 Pliable conduit 3321-20mm 25mt coil | Elettrocanali | ECTC152025 | db | 1 | 3474
6302701839 | ECTC152025T Pliable conduit 3321-20mm-25mt w.draw tape | Elettrocanali | ECTC152025T | db | 1 | 3685
6302701832 | ECTC152050 Pliable conduit 3321-20mm 50mt coil | Elettrocanali | ECTC152050 | m | 1 | 115
6302701834 | ECTC152050T Pliable conduit 3321-20mm-50mt w.draw tape | Elettrocanali | ECTC152050T | m | 1 | 124
6302701774 | ECTC1520B Pliable conduit 3321-20mm 100mt coil white | Elettrocanali | ECTC1520B | m | 1 | 109
6302701778 | ECTC1520BL Pliable conduit 3321-20mm 100mt coil blue | Elettrocanali | ECTC1520BL | m | 1 | 109
6302701786 | ECTC1520L Pliable conduit 3321-20mm 100mt coil violet | Elettrocanali | ECTC1520L | m | 1 | 109
6302701782 | ECTC1520M Pliable conduit 3321-20mm 100mt coil brown | Elettrocanali | ECTC1520M | m | 1 | 109
6302701764 | ECTC1520T hajlékony védőcső, behúzódróttal, fekete | Elettrocanali | ECTC1520T | m | 1 | 117
6302701803 | ECTC1520TB Pliable conduit 3321-20mm w.draw tape white | Elettrocanali | ECTC1520TB | m | 1 | 117
6302701807 | ECTC1520TBL Pliable conduit 3321-20mm w.draw tape blue | Elettrocanali | ECTC1520TBL | m | 1 | 117
6302701815 | ECTC1520TL Pliable conduit 3321-20mm w.draw tape violet | Elettrocanali | ECTC1520TL | m | 1 | 117
6302701811 | ECTC1520TM Pliable conduit 3321-20mm w.draw tape brown | Elettrocanali | ECTC1520TM | m | 1 | 117
6302701799 | ECTC1520TVE Pliable conduit 3321-20mm w.draw tape green | Elettrocanali | ECTC1520TVE | m | 1 | 117
6302701770 | ECTC1520VE Pliable conduit 3321-20mm 100mt coil green | Elettrocanali | ECTC1520VE | m | 1 | 109
6302701759 | ECTC1525 25/50 hajlékony védőcső, közepes, fekete | Elettrocanali | ECTC1525 | m | 1 | 167
6302701843 | ECTC152510 Pliable conduit 3321-25mm 10mt coil | Elettrocanali | ECTC152510 | db | 1 | 2609
6302701846 | ECTC152510T Pliable conduit 3321-25mm-10mt w.draw tape | Elettrocanali | ECTC152510T | db | 1 | 2694
6302701837 | ECTC152525 Pliable conduit 3321-25mm 25mt coil | Elettrocanali | ECTC152525 | db | 1 | 4895
6302701840 | ECTC152525T Pliable conduit 3321-25mm-25mt w.draw tape | Elettrocanali | ECTC152525T | db | 1 | 5106
6302701775 | ECTC1525B Pliable conduit 3321-25mm 50mt coil white | Elettrocanali | ECTC1525B | m | 1 | 167
6302701779 | ECTC1525BL Pliable conduit 3321-25mm 50mt coil blue | Elettrocanali | ECTC1525BL | m | 1 | 167
6302701787 | ECTC1525L Pliable conduit 3321-25mm 50mt coil violet | Elettrocanali | ECTC1525L | m | 1 | 167
6302701783 | ECTC1525M Pliable conduit 3321-25mm 50mt coil brown | Elettrocanali | ECTC1525M | m | 1 | 167
6302701765 | ECTC1525T hajlékony védőcső, behúzódróttal, fekete | Elettrocanali | ECTC1525T | m | 1 | 175
6302701804 | ECTC1525TB Pliable conduit 3321-25mm-50mt w.draw tape white | Elettrocanali | ECTC1525TB | m | 1 | 175
6302701808 | ECTC1525TBL Pliable conduit 3321-25mm-50mt w.draw tape blue | Elettrocanali | ECTC1525TBL | m | 1 | 175
6302701816 | ECTC1525TL Pliable conduit 3321-25mm-50mt w.draw tape violet | Elettrocanali | ECTC1525TL | m | 1 | 175
6302701812 | ECTC1525TM Pliable conduit 3321-25mm-50mt w.draw tape white | Elettrocanali | ECTC1525TM | m | 1 | 175
6302701800 | ECTC1525TVE Pliable conduit 3321-25mm-50mt w.draw tape white | Elettrocanali | ECTC1525TVE | m | 1 | 175
6302701771 | ECTC1525VE Pliable conduit 3321-25mm 50mt coil green | Elettrocanali | ECTC1525VE | m | 1 | 167
6302701760 | ECTC1532 32/25 hajlékony védőcső, közepes, fekete | Elettrocanali | ECTC1532 | m | 1 | 269
6302701776 | ECTC1532B Pliable conduit 3321-32mm 25mt coil white | Elettrocanali | ECTC1532B | m | 1 | 269
6302701780 | ECTC1532BL Pliable conduit 3321-32mm 25mt coil blue | Elettrocanali | ECTC1532BL | m | 1 | 269
6302701788 | ECTC1532L Pliable conduit 3321-32mm 25mt coil violet | Elettrocanali | ECTC1532L | m | 1 | 269
6302701784 | ECTC1532M Pliable conduit 3321-32mm 25mt coil brown | Elettrocanali | ECTC1532M | m | 1 | 269
6302701766 | ECTC1532T hajlékony védőcső, behúzódróttal, fekete | Elettrocanali | ECTC1532T | m | 1 | 278
6302701805 | ECTC1532TB Pliable conduit 3321-32mm 25mt w.draw tape white | Elettrocanali | ECTC1532TB | m | 1 | 278
6302701809 | ECTC1532TBL Pliable conduit 3321-32mm 25mt w.draw tape blue | Elettrocanali | ECTC1532TBL | m | 1 | 278
6302701817 | ECTC1532TL Pliable conduit 3321-32mm 25mt w.draw tape violet | Elettrocanali | ECTC1532TL | m | 1 | 278
6302701813 | ECTC1532TM Pliable conduit 3321-32mm 25mt w.draw tape brown | Elettrocanali | ECTC1532TM | m | 1 | 278
6302701801 | ECTC1532TVE Pliable conduit 3321-32mm 25mt w.draw tape green | Elettrocanali | ECTC1532TVE | m | 1 | 278
6302701772 | ECTC1532VE Pliable conduit 3321-32mm 25mt green | Elettrocanali | ECTC1532VE | m | 1 | 269
6302701761 | ECTC1540 40/25 hajlékony védőcső, közepes, fekete | Elettrocanali | ECTC1540 | m | 1 | 344
6302701767 | ECTC1540T hajlékony védőcső, behúzódróttal, fekete | Elettrocanali | ECTC1540T | m | 1 | 352
6302701762 | ECTC1550 50/25 hajlékony védőcső, közepes, fekete | Elettrocanali | ECTC1550 | m | 1 | 493
6302701768 | ECTC1550T hajlékony védőcső, behúzódróttal, fekete | Elettrocanali | ECTC1550T | m | 1 | 502
6302701847 | ECTC1816 16/100 hajlékony védőcső, közepes, szürke | Elettrocanali | ECTC1816 | m | 1 | 116
6302701860 | ECTC181610 Pliable conduit 3341-16mm -10mt | Elettrocanali | ECTC181610 | db | 1 | 1791
6302701857 | ECTC181625 Pliable conduit 3341-16mm -25mt | Elettrocanali | ECTC181625 | db | 1 | 3508
6302701848 | ECTC181650 Pliable conduit 3341-16mm - 50mt | Elettrocanali | ECTC181650 | m | 1 | 119
6302701849 | ECTC1820 20/100 hajlékony védőcső, közepes, szürke | Elettrocanali | ECTC1820 | m | 1 | 145
6302701861 | ECTC182010 Pliable conduit 3341-20mm-10mt | Elettrocanali | ECTC182010 | db | 1 | 2116
6302701858 | ECTC182025 Pliable conduit 3341-20mm-25mt | Elettrocanali | ECTC182025 | db | 1 | 4318
6302701850 | ECTC182050 Pliable conduit 3341-20mm-50mt | Elettrocanali | ECTC182050 | m | 1 | 150
6302701851 | ECTC1825 25/50 hajlékony védőcső, közepes, szürke | Elettrocanali | ECTC1825 | m | 1 | 212
6302701862 | ECTC182510 Pliable conduit 3341-25mm-10mt | Elettrocanali | ECTC182510 | db | 1 | 2853
6302701852 | ECTC1825100 Pliable conduit 3341-25mm-100mt | Elettrocanali | ECTC1825100 | m | 1 | 212
6302701859 | ECTC182525 Pliable conduit 3341-25mm-25mt | Elettrocanali | ECTC182525 | db | 1 | 6112
6302701853 | ECTC1832 32/25 hajlékony védőcső, közepes, szürke | Elettrocanali | ECTC1832 | m | 1 | 317
6302701854 | ECTC183250 Pliable conduit 3341-32mm-50mt | Elettrocanali | ECTC183250 | m | 1 | 317
6302701855 | ECTC1840 40/25 hajlékony védőcső, közepes, szürke | Elettrocanali | ECTC1840 | m | 1 | 444
6302701856 | ECTC1850 50/25 hajlékony védőcső, közepes, szürke | Elettrocanali | ECTC1850 | m | 1 | 565
6302700809 | ECTC5 Nylon plug 5mm with steel screws | Elettrocanali | ECTC5 | db | 100 | 1931
6302700810 | ECTC6 Nylon plug 6mm with steel screws | Elettrocanali | ECTC6 | db | 100 | 2546
6302700811 | ECTC8 Nylon plug 8mm with steel screws | Elettrocanali | ECTC8 | db | 100 | 3715
6302700812 | ECTFLEX13 Cap for boxes C1-C2-C3-C4 type | Elettrocanali | ECTFLEX13 | db | 100 | 1480
6302700813 | ECTFLEX16 Cap for pliable conduit 16mm | Elettrocanali | ECTFLEX16 | db | 100 | 1402
6302700814 | ECTFLEX18 Cap for boxes C5-C6-C7-C8 type | Elettrocanali | ECTFLEX18 | db | 100 | 1787
6302700815 | ECTFLEX20 Cap for pliable conduit 20mm | Elettrocanali | ECTFLEX20 | db | 100 | 2035
6302700816 | ECTFLEX25 Cap for boxes C9-C10 type/Cap diameter 25mm | Elettrocanali | ECTFLEX25 | db | 100 | 2860
6302700817 | ECTFLEX32 Cap for pliable conduit 32mm | Elettrocanali | ECTFLEX32 | db | 1 | 40.3
6302700818 | ECTFLEX40 Cap for pliable conduit 40mm | Elettrocanali | ECTFLEX40 | db | 1 | 51.9
6302700819 | ECTFLEX50 Cap for pliable conduit 50mm | Elettrocanali | ECTFLEX50 | db | 1 | 70.3
6302701704 | ECTG1216 Rigid conduit 2221 16mm L=3mt | Elettrocanali | ECTG1216 | m | 1 | 132
6302703838 | ECTG1216-2 Rigid conduit 2221 16 mm L=2mt - bundle 68 | Elettrocanali | ECTG1216-2 | m | 100 | 13631
6302701716 | ECTG1216B 16/102 tokos védőcső, könnyű | Elettrocanali | ECTG1216B | m | 1 | 132
6302703850 | ECTG1216B-2 Rigid conduit 2221 16 mm with sleeve L=2mt - bundle 68 | Elettrocanali | ECTG1216B-2 | m | 100 | 13631
6302701705 | ECTG1220 Rigid conduit 2221 20mm L=3mt | Elettrocanali | ECTG1220 | m | 1 | 212
6302703839 | ECTG1220-2 Rigid conduit 2221 20 mm L=2mt - bundle 68 | Elettrocanali | ECTG1220-2 | m | 100 | 21837
6302701717 | ECTG1220B 20/102 tokos védőcső, könnyű | Elettrocanali | ECTG1220B | m | 1 | 212
6302703851 | ECTG1220B-2 Rigid conduit 2221 20 mm with sleeve L=2mt - bundle 68 | Elettrocanali | ECTG1220B-2 | m | 100 | 21837
6302701706 | ECTG1225 Rigid conduit 2221 25mm L=3mt | Elettrocanali | ECTG1225 | m | 1 | 294
6302703840 | ECTG1225-2 Rigid conduit 2221 25 mm L=2mt - bundle 40 | Elettrocanali | ECTG1225-2 | m | 100 | 30240
6302701718 | ECTG1225B 25/60 tokos védőcső, könnyű | Elettrocanali | ECTG1225B | m | 1 | 294
6302703852 | ECTG1225B-2 Rigid conduit 2221 25 mm with sleeve L=2mt - bundle 40 | Elettrocanali | ECTG1225B-2 | m | 100 | 30240
6302701707 | ECTG1232 Rigid conduit 2221 32mm L=3mt | Elettrocanali | ECTG1232 | m | 1 | 417
6302703841 | ECTG1232-2 Rigid conduit 2221 32 mm L=2mt - bundle 20 | Elettrocanali | ECTG1232-2 | m | 100 | 42987
6302701719 | ECTG1232B 32/30 tokos védőcső, könnyű | Elettrocanali | ECTG1232B | m | 1 | 417
6302703853 | ECTG1232B-2 Rigid conduit 2221 32 mm with sleeve L=2mt - bundle 20 | Elettrocanali | ECTG1232B-2 | m | 100 | 42987
6302701708 | ECTG1240 Rigid conduit 2221 40mm L=3mt | Elettrocanali | ECTG1240 | m | 1 | 561
6302703842 | ECTG1240-2 Rigid conduit 2221 40 mm L=2mt - bundle 20 | Elettrocanali | ECTG1240-2 | m | 100 | 57805
6302701720 | ECTG1240B 40/30 tokos védőcső, könnyű | Elettrocanali | ECTG1240B | m | 1 | 561
6302703854 | ECTG1240B-2 Rigid conduit 2221 40 mm with sleeve L=2mt - bundle 20 | Elettrocanali | ECTG1240B-2 | m | 100 | 57805
6302701709 | ECTG1250 Rigid conduit 2221 50mm L=3mt | Elettrocanali | ECTG1250 | m | 1 | 758
6302703843 | ECTG1250-2 Rigid conduit 2221 50 mm L=2mt - bundle 10 | Elettrocanali | ECTG1250-2 | m | 100 | 78133
6302701721 | ECTG1250B 50/15 tokos védőcső, könnyű | Elettrocanali | ECTG1250B | m | 1 | 758
6302703855 | ECTG1250B-2 Rigid conduit 2221 50 mm with sleeve L=2mt - bundle 10 | Elettrocanali | ECTG1250B-2 | m | 100 | 78133
6302700820 | ECTG1516 Rigid conduit 3321 16mm L=3mt | Elettrocanali | ECTG1516 | m | 1 | 176
6302703832 | ECTG1516-2 Rigid conduit 3321 16 mm L=2mt - bundle 68 | Elettrocanali | ECTG1516-2 | m | 100 | 18182
6302701692 | ECTG1516B Rigid conduit 3321 16mm with sleeve L=3mt | Elettrocanali | ECTG1516B | m | 1 | 176
6302703844 | ECTG1516B-2 Rigid conduit 3321 16 mm with sleeve L=2mt - bundle 50 | Elettrocanali | ECTG1516B-2 | m | 100 | 18182
6302700822 | ECTG1520 Rigid conduit 3321 20mm L=3mt | Elettrocanali | ECTG1520 | m | 1 | 256
6302703833 | ECTG1520-2 Rigid conduit 3321 20 mm L=2mt - bundle 68 | Elettrocanali | ECTG1520-2 | m | 100 | 26429
6302701693 | ECTG1520B Rigid conduit 3321 20mm with sleeve L=3mt | Elettrocanali | ECTG1520B | m | 1 | 256
6302703845 | ECTG1520B-2 Rigid conduit 3321 20 mm with sleeve L=2mt - bundle 34 | Elettrocanali | ECTG1520B-2 | m | 100 | 26429
6302700824 | ECTG1525 Rigid conduit 3321 25mm L=3mt | Elettrocanali | ECTG1525 | m | 1 | 336
6302703834 | ECTG1525-2 Rigid conduit 3321 25 mm L=2mt - bundle 40 | Elettrocanali | ECTG1525-2 | m | 100 | 34584
6302701694 | ECTG1525B Rigid conduit 3321 25mm with sleeve L=3mt | Elettrocanali | ECTG1525B | m | 1 | 336
6302703846 | ECTG1525B-2 Rigid conduit 3321 25 mm with sleeve L=2mt - bundle 34 | Elettrocanali | ECTG1525B-2 | m | 100 | 34584
6302700826 | ECTG1532 Rigid conduit 3321 32mm L=3mt | Elettrocanali | ECTG1532 | m | 1 | 494
6302703835 | ECTG1532-2 Rigid conduit 3321 32 mm L=2mt - bundle 20 | Elettrocanali | ECTG1532-2 | m | 100 | 50897
6302701695 | ECTG1532B Rigid conduit 3321 32mm with sleeve L=3mt | Elettrocanali | ECTG1532B | m | 1 | 494
6302703847 | ECTG1532B-2 Rigid conduit 3321 32 mm with sleeve L=2mt - bundle 20 | Elettrocanali | ECTG1532B-2 | m | 100 | 50897
6302700828 | ECTG1540 Rigid conduit 3321 40mm L=3mt | Elettrocanali | ECTG1540 | m | 1 | 638
6302703836 | ECTG1540-2 Rigid conduit 3321 40 mm L=2mt - bundle 20 | Elettrocanali | ECTG1540-2 | m | 100 | 65716
6302701696 | ECTG1540B Rigid conduit 3321 40mm with sleeve L=3mt | Elettrocanali | ECTG1540B | m | 1 | 638
6302703848 | ECTG1540B-2 Rigid conduit 3321 40 mm with sleeve L=2mt - bundle 14 | Elettrocanali | ECTG1540B-2 | m | 100 | 65716
6302700830 | ECTG1550 Rigid conduit 3321 50mm L=3mt | Elettrocanali | ECTG1550 | m | 1 | 1352
6302703837 | ECTG1550-2 Rigid conduit 3321 50 mm L=2mt - bundle 10 | Elettrocanali | ECTG1550-2 | m | 100 | 139061
6302701697 | ECTG1550B Rigid conduit 3321 50mm with sleeve L=3mt | Elettrocanali | ECTG1550B | m | 1 | 1352
6302703849 | ECTG1550B-2 Rigid conduit 3321 50 mm with sleeve L=2mt - bundle 10 | Elettrocanali | ECTG1550B-2 | m | 100 | 139061
6302702710 | ECTG1563 Rigid conduit 3321 63mm L=3mt | Elettrocanali | ECTG1563 | m | 1 | 1589
6302701734 | ECTG2016B tokos védőcső, halogénmentes | Elettrocanali | ECTG2016B | m | 1 | 347
6302701735 | ECTG2020B tokos védőcső, halogénmentes | Elettrocanali | ECTG2020B | m | 1 | 434
6302701736 | ECTG2025B tokos védőcső, halogénmentes | Elettrocanali | ECTG2025B | m | 1 | 637
6302701737 | ECTG2032B tokos védőcső, halogénmentes | Elettrocanali | ECTG2032B | m | 1 | 984
6302701738 | ECTG2040B tokos védőcső, halogénmentes | Elettrocanali | ECTG2040B | m | 1 | 1331
6302701739 | ECTG2050B tokos védőcső, halogénmentes | Elettrocanali | ECTG2050B | m | 1 | 1763
6302701728 | ECTG2116 Halogen Free rigid conduit 3342 16mm with sleeve | Elettrocanali | ECTG2116 | m | 1 | 422
6302701729 | ECTG2120 Halogen Free rigid conduit 3342 20mm with sleeve | Elettrocanali | ECTG2120 | m | 1 | 579
6302701730 | ECTG2125 Halogen Free rigid conduit 3342 25mm with sleeve | Elettrocanali | ECTG2125 | m | 1 | 752
6302701731 | ECTG2132 Halogen Free rigid conduit 3342 32mm with sleeve | Elettrocanali | ECTG2132 | m | 1 | 1100
6302701732 | ECTG2140 Halogen Free rigid conduit 3342 40mm with sleeve | Elettrocanali | ECTG2140 | m | 1 | 1476
6302701733 | ECTG2150 Halogen Free rigid conduit 3342 50mm with sleeve | Elettrocanali | ECTG2150 | m | 1 | 1910
6302703904 | ECTI16 IP40 inspectionable T-Joint diam.16 mm | Elettrocanali | ECTI16 | db | 1 | 144
6302703905 | ECTI20 IP40 inspectionable T-Joint diam.20 mm | Elettrocanali | ECTI20 | db | 1 | 167
6302703906 | ECTI25 IP40 inspectionable T-Joint diam.25 mm | Elettrocanali | ECTI25 | db | 1 | 211
6302703907 | ECTI32 IP40 inspectionable T-Joint diam.32 mm | Elettrocanali | ECTI32 | db | 1 | 252
6302701908 | ECTP1216 hajlékony védőcső, halogénmentes, RAL 2004 narancsszínű | Elettrocanali | ECTP1216 | m | 1 | 95.5
6302701909 | ECTP1220 hajlékony védőcső, halogénmentes, RAL 2004 narancsszínű | Elettrocanali | ECTP1220 | m | 1 | 127
6302701910 | ECTP1225 hajlékony védőcső, halogénmentes, RAL 2004 narancsszínű | Elettrocanali | ECTP1225 | m | 1 | 184
6302701911 | ECTP1232 hajlékony védőcső, halogénmentes, RAL 2004 narancsszínű | Elettrocanali | ECTP1232 | m | 1 | 284
6302701912 | ECTP1240 hajlékony védőcső, halogénmentes, RAL 2004 narancsszínű | Elettrocanali | ECTP1240 | m | 1 | 395
6302702712 | ECTP1250 Halogen Free pliable conduit 2232 50mm orange | Elettrocanali | ECTP1250 | m | 1 | 515
6302701913 | ECTP1516 hajlékony védőcső közepes, halogénmentes, RAL 2004 narancsszínű | Elettrocanali | ECTP1516 | m | 1 | 140
6302701914 | ECTP1520 hajlékony védőcső közepes, halogénmentes, RAL 2004 narancsszínű | Elettrocanali | ECTP1520 | m | 1 | 177
6302701915 | ECTP1525 hajlékony védőcső közepes, halogénmentes, RAL 2004 narancsszínű | Elettrocanali | ECTP1525 | m | 1 | 234
6302701916 | ECTP1532 hajlékony védőcső közepes, halogénmentes, RAL 2004 narancsszínű | Elettrocanali | ECTP1532 | m | 1 | 385
6302701917 | ECTP1540 hajlékony védőcső közepes, halogénmentes, RAL 2004 narancsszínű | Elettrocanali | ECTP1540 | m | 1 | 614
6302702713 | ECTP1550 Halogen Free pliable conduit 3422 50mm orange | Elettrocanali | ECTP1550 | m | 1 | 767
6302703879 | ECTP2016 Halogen Free pliable conduit 2332 black 16 mm 100 mt coil | Elettrocanali | ECTP2016 | m | 100 | 13820
6302703880 | ECTP2020 Halogen Free pliable conduit 2332 black 20 mm 100 mt coil | Elettrocanali | ECTP2020 | m | 100 | 16495
6302703881 | ECTP2025 Halogen Free pliable conduit 2332 black 25 mm 50 mt coil | Elettrocanali | ECTP2025 | m | 100 | 23458
6302703882 | ECTP2032 Halogen Free pliable conduit 2332 black 32 mm 50 mt coil | Elettrocanali | ECTP2032 | m | 100 | 35539
6302703883 | ECTP2040 Halogen Free pliable conduit 2332 black 40 mm 25 mt coil | Elettrocanali | ECTP2040 | m | 100 | 48947
6302703884 | ECTP2050 Halogen Free pliable conduit black 2332 50 mm 25 mt coil | Elettrocanali | ECTP2050 | m | 100 | 63159
6302701462 | ECTT10040B End cap for trunking dim. 100x40 white | Elettrocanali | ECTT10040B | db | 1 | 918
6302701463 | ECTT10060B End cap for trunking dim. 100x60 white | Elettrocanali | ECTT10060B | db | 1 | 1018
6302701464 | ECTT10080B End cap for trunking dim. 100x80 white | Elettrocanali | ECTT10080B | db | 1 | 1117
6302701465 | ECTT12040B End cap for trunking dim. 120x40 white | Elettrocanali | ECTT12040B | db | 1 | 1018
6302701466 | ECTT12060B End cap for trunking dim. 120x60 white | Elettrocanali | ECTT12060B | db | 1 | 1073
6302701467 | ECTT12080B End cap for trunking dim. 120x80 white | Elettrocanali | ECTT12080B | db | 1 | 1177
6302701468 | ECTT15060B End cap for trunking dim. 150x60 white | Elettrocanali | ECTT15060B | db | 1 | 2009
6302701469 | ECTT1517B End cap for minitrunking dim. 15x17 white | Elettrocanali | ECTT1517B | db | 1 | 133
6302701470 | ECTT20060B End cap for trunking dim. 200x60 white | Elettrocanali | ECTT20060B | db | 1 | 3212
6302701471 | ECTT20080B End cap for trunking dim. 200x80 white | Elettrocanali | ECTT20080B | db | 1 | 3567
6302701472 | ECTT2010B End cap for minitrunking dim. 20x10 white | Elettrocanali | ECTT2010B | db | 1 | 133
6302701473 | ECTT2210B End cap for minitrunking dim. 22x10 white | Elettrocanali | ECTT2210B | db | 1 | 133
6302703457 | ECTT2213B T-joint for minitrunking dim. 22x13 white | Elettrocanali | ECTT2213B | db | 1 | 137
6302701474 | ECTT2517B End cap for minitrunking dim. 25x17 white | Elettrocanali | ECTT2517B | db | 1 | 141
6302701475 | ECTT2525B End cap for minitrunking dim. 25x25 white | Elettrocanali | ECTT2525B | db | 1 | 148
6302701476 | ECTT3010B End cap for minitrunking dim. 30x10 white | Elettrocanali | ECTT3010B | db | 1 | 133
6302703458 | ECTT3213B T-joint for minitrunking dim. 32x13 white | Elettrocanali | ECTT3213B | db | 1 | 141
6302701477 | ECTT4010B End cap for minitrunking dim. 40x10 white | Elettrocanali | ECTT4010B | db | 1 | 159
6302701478 | ECTT4017B End cap for minitrunking dim. 40x17 white | Elettrocanali | ECTT4017B | db | 1 | 181
6302701479 | ECTT4025B End cap for minitrunking dim. 40x25 white | Elettrocanali | ECTT4025B | db | 1 | 200
6302701480 | ECTT4040B End cap for trunking dim. 40x40 white | Elettrocanali | ECTT4040B | db | 1 | 266
6302701481 | ECTT6017B End cap for minitrunking dim. 60x17 white | Elettrocanali | ECTT6017B | db | 1 | 289
6302701482 | ECTT6040B End cap for trunking dim. 60x40 white | Elettrocanali | ECTT6040B | db | 1 | 370
6302701483 | ECTT6060B End cap for trunking dim. 60x60 white | Elettrocanali | ECTT6060B | db | 1 | 714
6302701484 | ECTT8040B End cap for trunking dim. 80x40 white | Elettrocanali | ECTT8040B | db | 1 | 810
6302701485 | ECTT8060B End cap for trunking dim. 80x60 white | Elettrocanali | ECTT8060B | db | 1 | 918
6302701486 | ECTT8080B End cap for trunking dim. 80x80 white | Elettrocanali | ECTT8080B | db | 1 | 1018
6302701374 | ECS100100 Slotted trunking S 4/6/4 dim.100x100 | Elettrocanali | ECS100100 | m | 1 | 5039
6302701375 | ECS10040 Slotted trunking S 4/6/4 dim. 100x40 | Elettrocanali | ECS10040 | m | 1 | 2194
6302701376 | ECS10060 Slotted trunking S 4/6/4 dim. 100x60 | Elettrocanali | ECS10060 | m | 1 | 2727
6302701377 | ECS10080 Slotted trunking S 4/6/4 dim. 100x80 | Elettrocanali | ECS10080 | m | 1 | 3563
6302701378 | ECS12040 Slotted trunking S 4/6/4 dim. 120x40 | Elettrocanali | ECS12040 | m | 1 | 2727
6302701379 | ECS12060 Slotted trunking S 4/6/4 dim. 120x60 | Elettrocanali | ECS12060 | m | 1 | 3330
6302701380 | ECS12080 Slotted trunking S 4/6/4 dim. 120x80 | Elettrocanali | ECS12080 | m | 1 | 4240
6302701381 | ECS2525 Slotted trunking S 4/6/4 dim. 25x25 | Elettrocanali | ECS2525 | m | 1 | 625
6302701382 | ECS2540 Slotted trunking S 4/6/4 dim. 25x40 | Elettrocanali | ECS2540 | m | 1 | 733
6302701383 | ECS2560 Slotted trunking S 4/6/4 dim. 25x60 | Elettrocanali | ECS2560 | m | 1 | 1073
6302701384 | ECS2580 Slotted trunking S 4/6/4 dim. 25x80 | Elettrocanali | ECS2580 | m | 1 | 1502
6302703926 | ECS3-05 Cable draw diam. 3 mm L=5mt | Elettrocanali | ECS3-05 | db | 1 | 1299
6302703927 | ECS3-10 Cable draw diam. 3 mm L=10mt | Elettrocanali | ECS3-10 | db | 1 | 1817
6302703928 | ECS3-15 Cable draw diam. 3 mm L=15mt | Elettrocanali | ECS3-15 | db | 1 | 2361
6302703929 | ECS3-20 Cable draw diam. 3 mm L=20mt | Elettrocanali | ECS3-20 | db | 1 | 3016
6302703930 | ECS3-25 Cable draw diam. 3 mm L=25mt | Elettrocanali | ECS3-25 | db | 1 | 3663
6302703931 | ECS3-30 Cable draw diam. 3 mm L=30mt | Elettrocanali | ECS3-30 | db | 1 | 4318
6302701400 | ECS40100 Slotted trunking S 4/6/4 dim. 40x100 | Elettrocanali | ECS40100 | m | 1 | 2357
6302701401 | ECS4025 Slotted trunking S 4/6/4 dim. 40x25 | Elettrocanali | ECS4025 | m | 1 | 881
6302701402 | ECS4040 műanyag perforált csatorna S 4/6/4 dim. 40x40 | Elettrocanali | ECS4040 | m | 1 | 995
6302703932 | ECS4-05 Cable draw diam. 4 mm L=5mt | Elettrocanali | ECS4-05 | db | 1 | 1621
6302701403 | ECS4060 Slotted trunking S 4/6/4 dim. 40x60 | Elettrocanali | ECS4060 | m | 1 | 1391
6302701404 | ECS4080 Slotted trunking S 4/6/4 dim. 40x80 | Elettrocanali | ECS4080 | m | 1 | 1776
6302703933 | ECS4-10 Cable draw diam. 4 mm L=10mt | Elettrocanali | ECS4-10 | db | 1 | 2575
6302703934 | ECS4-15 Cable draw diam. 4 mm L=15mt | Elettrocanali | ECS4-15 | db | 1 | 3685
6302703935 | ECS4-20 Cable draw diam. 4 mm L=20mt | Elettrocanali | ECS4-20 | db | 1 | 4547
6302703936 | ECS4-25 Cable draw diam. 4 mm L=25mt | Elettrocanali | ECS4-25 | db | 1 | 5639
6302703937 | ECS4-30 Cable draw diam. 4 mm L=30mt | Elettrocanali | ECS4-30 | db | 1 | 6582
6302701405 | ECS60100 Slotted trunking S 4/6/4 dim. 60x100 | Elettrocanali | ECS60100 | m | 1 | 3001
6302701406 | ECS6040 Slotted trunking S 4/6/4 dim. 60x40 | Elettrocanali | ECS6040 | m | 1 | 1491
6302701407 | ECS6060 Slotted trunking S 4/6/4 dim. 60x60 | Elettrocanali | ECS6060 | m | 1 | 1721
6302701408 | ECS6080 Slotted trunking S 4/6/4 dim. 60x80 | Elettrocanali | ECS6080 | m | 1 | 2301
6302701409 | ECS80100 Slotted trunking S 4/6/4 dim. 80x100 | Elettrocanali | ECS80100 | m | 1 | 3626
6302701410 | ECS8040 Slotted trunking S 4/6/4 dim. 80x40 | Elettrocanali | ECS8040 | m | 1 | 2020
6302701411 | ECS8060 Slotted trunking S 4/6/4 dim. 80x60 | Elettrocanali | ECS8060 | m | 1 | 2205
6302701412 | ECS8080 Slotted trunking S 4/6/4 dim. 80x80 | Elettrocanali | ECS8080 | m | 1 | 2627
6302701117 | ECCS16 IP65 90° bend diam.16mm | Elettrocanali | ECCS16 | db | 1 | 363
6302701119 | ECCS20 IP65 90° bend diam.20mm | Elettrocanali | ECCS20 | db | 1 | 433
6302701121 | ECCS25 IP65 90° bend diam.25mm | Elettrocanali | ECCS25 | db | 1 | 525
6302701123 | ECCS32 IP65 90° bend diam.32mm | Elettrocanali | ECCS32 | db | 1 | 622
6302701124 | ECCS40 IP65 90° bend diam.40mm | Elettrocanali | ECCS40 | db | 1 | 947
6302701125 | ECCS50 IP65 90° bend diam.50mm | Elettrocanali | ECCS50 | db | 1 | 1051
6302701413 | ECSESB Sectionable separator for trunking white | Elettrocanali | ECSESB | m | 1 | 485
6302701414 | ECSESG Sectionable separator for trunking grey | Elettrocanali | ECSESG | m | 1 | 485
6302701415 | ECSH10040 Halogen free slotted trunking 4/6/4 dim. 100x40 | Elettrocanali | ECSH10040 | m | 1 | 5021
6302701416 | ECSH10060 Halogen free slotted trunking 4/6/4 dim. 100x60 | Elettrocanali | ECSH10060 | m | 1 | 7319
6302701417 | ECSH10080 Halogen free slotted trunking 4/6/4 dim. 100x80 | Elettrocanali | ECSH10080 | m | 1 | 9646
6302701418 | ECSH12040 Halogen free slotted trunking 4/6/4 dim. 120x40 | Elettrocanali | ECSH12040 | m | 1 | 6912
6302701419 | ECSH12060 Halogen free slotted trunking 4/6/4 dim. 120x60 | Elettrocanali | ECSH12060 | m | 1 | 11474
6302701420 | ECSH12080 Halogen free slotted trunking 4/6/4 dim. 120x80 | Elettrocanali | ECSH12080 | m | 1 | 12499
6302701423 | ECSH2540 Halogen free slotted trunking 4/6/4 dim. 25x40 | Elettrocanali | ECSH2540 | m | 1 | 2560
6302701424 | ECSH2560 Halogen free slotted trunking 4/6/4 dim. 25x60 | Elettrocanali | ECSH2560 | m | 1 | 3334
6302701425 | ECSH2580 Halogen free slotted trunking 4/6/4 dim. 25x80 | Elettrocanali | ECSH2580 | m | 1 | 4029
6302701427 | ECSH4040 Halogen free slotted trunking 4/6/4 dim. 40x40 | Elettrocanali | ECSH4040 | m | 1 | 3393
6302701428 | ECSH4060 Halogen free slotted trunking 4/6/4 dim. 40x60 | Elettrocanali | ECSH4060 | m | 1 | 3482
6302701429 | ECSH4080 Halogen free slotted trunking 4/6/4 dim. 40x80 | Elettrocanali | ECSH4080 | m | 1 | 5376
6302701431 | ECSH6040 Halogen free slotted trunking 4/6/4 dim. 60x40 | Elettrocanali | ECSH6040 | m | 1 | 3578
6302701432 | ECSH6060 Halogen free slotted trunking 4/6/4 dim. 60x60 | Elettrocanali | ECSH6060 | m | 1 | 4940
6302701433 | ECSH6080 Halogen free slotted trunking 4/6/4 dim. 60x80 | Elettrocanali | ECSH6080 | m | 1 | 7866
6302701434 | ECSH8040 Halogen free slotted trunking 4/6/4 dim. 80x40 | Elettrocanali | ECSH8040 | m | 1 | 4381
6302701435 | ECSH8060 Halogen free slotted trunking 4/6/4 dim. 80x60 | Elettrocanali | ECSH8060 | m | 1 | 5347
6302701436 | ECSH8080 Halogen free slotted trunking 4/6/4 dim. 80x80 | Elettrocanali | ECSH8080 | m | 1 | 8788
6302701437 | ECSM0 Blank adaptor box 52x64x46mm | Elettrocanali | ECSM0 | db | 1 | 363
6302701438 | ECSM1 Adaptor box for 1 Magic type electric device 52x64x46mm | Elettrocanali | ECSM1 | db | 1 | 363
6302701439 | ECSM2 Adaptor box for 2 Magic type electric device 52x64x46mm | Elettrocanali | ECSM2 | db | 1 | 363
6302703464 | ECSPA2213B Adaptor box for 45x45 device - 118x74x24 mm (minitrunking 22x13) | Elettrocanali | ECSPA2213B | db | 1 | 884
6302703465 | ECSPA3213B Adaptor box for 45x45 device - 118x74x24 mm ((minitrunking 32x13) | Elettrocanali | ECSPA3213B | db | 1 | 884
6302701440 | ECSPA45B Adaptor box for French market - 100x68x51mm | Elettrocanali | ECSPA45B | db | 1 | 884
6302701441 | ECSPA60B Adaptor box 60/67mm hole centre distance - 97x87x73mm | Elettrocanali | ECSPA60B | db | 1 | 818
6302703461 | ECSPA70B 3-module wall adaptor box 83,5 mm hole centre distance - 130x90x45,5 | Elettrocanali | ECSPA70B | db | 1 | 507
6302703462 | ECSPA80B 4-module wall adaptor box 108,5 mm hole centre distance - 151x90x46 | Elettrocanali | ECSPA80B | db | 1 | 1277
6302703463 | ECSPA90B 6-module wall adaptor box 100 mm hole centre distance - 218x94x46 | Elettrocanali | ECSPA90B | db | 1 | 1828
6302701445 | ECSSB1 Separation and derivation box 70x70x28mm | Elettrocanali | ECSSB1 | db | 1 | 699
6302701446 | ECSSB2 Separation and derivation box 165x165x75mm | Elettrocanali | ECSSB2 | db | 1 | 7304
6302701447 | ECSSB3 Separation and derivation box 250x250x100mm | Elettrocanali | ECSSB3 | db | 1 | 14826